## dataset
lat | lon | dam_name | surface_area | hydropower_installed_capacity | ghg_intensity | hydropower_generation | pvout_daily | PVOUT_annual | fpv_target_area | fpv_target_capacity | fpv_target_generation | ghg_intensity_hybrid_decarb | ghg_intensity_hybrid_current
-0.64124 | 37.9088 | Kiambere | 11.35 | 168 | 43.8396 | 842.8311 | 4.481 | 1635.565 | 3.321 | 33.5422 | 548.6045 | 28.5262 | 45.48
-0.79354 | 37.7479 | Gitaru | 2.55 | 225 | 22.3383 | 1128.7917 | 4.299 | 1569.1349 | 0.74613 | 7.5359 | 118.2486 | 20.6942 | 24.7716
-0.80767 | 37.6823 | Kamburu | 8.71 | 94.2 | 45.5834 | 472.5875 | 4.381 | 1599.065 | 2.5485 | 25.7403 | 411.6044 | 26.6912 | 46.7084
-0.80953 | 37.8065 | Kindaruma | 2.1 | 40 | 34.87 | 200.6741 | 4.274 | 1560.0101 | 0.61446 | 6.206 | 96.8149 | 25.1491 | 39.143
-1.9145 | -59.4772 | Balbina | 2304.63 | 250 | 1800.7944 | 1254.213 | 4.026 | 1469.49 | 6.5 | 65.65 | 964.7202 | 1020.0412 | 1038.7363
-10.4997 | 25.4648 | N'Zilo 1 | 225.78 | 116.2542 | 383.421 | 583.23 | 4.574 | 1669.51 | 6.5 | 65.65 | 1096.0333 | 136.4306 | 164.4961
-10.7206 | 27.2668 | Koni | 3.2 | 36 | 44.9264 | 180.6067 | 4.712 | 1719.88 | 0.93632 | 9.4568 | 162.6462 | 26.0078 | 46.3828
-10.7533 | 27.2448 | Mwadinguisha | 179.64 | 96.1061 | 374.8427 | 482.15 | 4.753 | 1734.8449 | 6.5 | 65.65 | 1138.9257 | 115.0008 | 145.2115
-12.2395 | -48.3852 | Peixe Angical | 242.95 | 452 | 118.0459 | 2267.6171 | 4.623 | 1687.3951 | 6.5 | 65.65 | 1107.7749 | 80.9452 | 95.0574
-12.8094 | -48.2396 | Sao Salvador | 83.88 | 243 | 141.2441 | 1219.095 | 4.639 | 1693.235 | 6.5 | 65.65 | 1111.6088 | 76.2636 | 96.7721
-13.8369 | -48.3037 | Serra da Mesa | 922.61 | 1275 | 149.1493 | 6396.4863 | 4.579 | 1671.335 | 6.5 | 65.65 | 1097.2314 | 128.043 | 134.339
-14.6961 | 28.8257 | Mulungushi | 27.78 | 29.8 | 359.2351 | 149.5022 | 4.9 | 1788.5 | 6.5 | 65.65 | 1174.1503 | 45.0097 | 83.153
-15.1287 | -58.7313 | Ombreiras | 3.13 | 26 | 54.2823 | 130.4382 | 4.15 | 1514.75 | 0.91584 | 9.25 | 140.1138 | 28.7599 | 51.0288
-15.7646 | 26.0145 | Itezhi-Tezhi | 328.54 | 120 | 259.4737 | 602.0222 | 4.971 | 1814.4151 | 6.5 | 65.65 | 1191.1635 | 90.4339 | 118.9976
-15.7978 | -47.7862 | Paranoa | 35.62 | 38.6238 | 354.3783 | 193.77 | 4.593 | 1676.445 | 6.5 | 65.65 | 1100.5861 | 57.3032 | 93.866
-15.8089 | 28.4217 | Kafue Gorge | 12.95 | 900 | 24.3733 | 4515.1668 | 4.879 | 1780.8351 | 3.7892 | 38.2706 | 681.5366 | 21.8326 | 27.4719
-16.3185 | -48.1898 | Corumba IV | 164.41 | 375 | 100.3013 | 1881.3195 | 4.629 | 1689.5851 | 6.5 | 65.65 | 1109.2126 | 64.9533 | 80.9023
-16.5229 | 28.7604 | Kariba | 5276.89 | 1080 | 966.411 | 5418.2002 | 4.785 | 1746.5249 | 6.5 | 65.65 | 1146.5936 | 798.4929 | 806.0032
-16.7365 | -42.5762 | Irape | 103.37 | 360 | 72.7159 | 1806.0667 | 4.143 | 1512.195 | 6.5 | 65.65 | 992.756 | 48.6967 | 63.949
-16.7857 | -47.9396 | Corumba III | 65.65 | 96.447 | 259.8721 | 483.8603 | 4.65 | 1697.25 | 6.5 | 65.65 | 1114.2446 | 82.168 | 112.1488
-17.6086 | -54.8255 | Ponte de Pedra | 15.04 | 13.774 | 411.6199 | 69.1021 | 4.371 | 1595.4149 | 4.4007 | 44.4471 | 709.1158 | 41.1059 | 80.2877
-17.8952 | -40.2026 | Santa Clara | 8.09 | 60 | 57.4117 | 301.0111 | 3.938 | 1437.37 | 2.3671 | 23.9081 | 343.6472 | 29.4726 | 52.3946
-18.0448 | -47.6743 | Serra do Facao | 156.04 | 212.58 | 156.2003 | 1066.4824 | 4.619 | 1685.935 | 6.5 | 65.65 | 1106.8163 | 79.1971 | 101.0961
-18.2152 | -45.2689 | Tres Marias | 799.76 | 396 | 388.5626 | 1986.6734 | 4.662 | 1701.6301 | 6.5 | 65.65 | 1117.1201 | 250.5104 | 265.987
-18.4078 | -49.0964 | Itumbiara | 333.17 | 2082 | 49.2612 | 10445.0859 | 4.646 | 1695.79 | 6.5 | 65.65 | 1113.2861 | 44.998 | 49.1397
-18.447 | -47.9844 | Emborcacao | 206.21 | 1192 | 51.0373 | 5980.0876 | 4.635 | 1691.7751 | 6.5 | 65.65 | 1110.6503 | 43.8263 | 50.5615
-18.7901 | -48.1471 | Amador Aguiar I & II | 18.12 | 240 | 45.6865 | 1204.0445 | 4.569 | 1667.6849 | 5.3019 | 53.5493 | 893.0338 | 28.3603 | 46.6717
-18.8811 | -44.7773 | Retiro Baixo | 23.02 | 83.657 | 116.3262 | 419.6948 | 4.61 | 1682.65 | 6.5 | 65.65 | 1104.6598 | 35.651 | 66.812
-19.0172 | -50.4997 | Sao Simao | 583.59 | 1710 | 82.6056 | 8578.8169 | 4.64 | 1693.6 | 6.5 | 65.65 | 1111.8484 | 73.7016 | 78.6352
-19.1295 | -47.6963 | Nova Ponte | 237.2 | 510 | 105.626 | 2558.5945 | 4.512 | 1646.88 | 6.5 | 65.65 | 1081.1767 | 75.7355 | 88.5084
-19.1564 | 33.1428 | Chicamba Real | 120.42 | 38.4 | 616.1056 | 192.6471 | 4.621 | 1686.6649 | 6.5 | 65.65 | 1107.2955 | 95.5638 | 132.1913
-19.4563 | -41.0979 | Aimores | 23.93 | 336 | 44.2504 | 1685.6623 | 3.963 | 1446.495 | 6.5 | 65.65 | 949.624 | 30.1065 | 45.6015
-19.8671 | -50.3459 | Agua Vermelha | 507.07 | 1396 | 86.5993 | 7003.5254 | 4.553 | 1661.845 | 6.5 | 65.65 | 1091.0012 | 75.6012 | 81.3968
-2.9355 | 16.0362 | Imboulou | 98.62 | 120 | 307.9826 | 602.0222 | 4.059 | 1481.535 | 6.5 | 65.65 | 972.6277 | 120.8367 | 147.3969
-20.0277 | -48.2177 | Volta Grande | 178.4 | 380 | 107.9373 | 1906.4038 | 4.499 | 1642.135 | 6.5 | 65.65 | 1078.0616 | 70.7538 | 86.2865
-20.1525 | -47.277 | Estreito | 42.5 | 1050 | 33.6155 | 5267.6946 | 4.434 | 1618.41 | 6.5 | 65.65 | 1062.4862 | 28.8126 | 36.0299
-20.2855 | -47.063 | Mascarenhas de Moraes | 250.1 | 476 | 116.7321 | 2388.0216 | 4.442 | 1621.33 | 6.5 | 65.65 | 1064.4031 | 82.2844 | 95.5416
-20.3136 | -49.1881 | Marimbondo | 348.81 | 1440 | 64.2732 | 7224.2669 | 4.564 | 1665.86 | 6.5 | 65.65 | 1093.6371 | 56.48 | 62.1336
-20.3729 | -51.3771 | Ilha Solteira | 1077.23 | 3444 | 80.2637 | 17278.0383 | 4.572 | 1668.78 | 6.5 | 65.65 | 1095.5541 | 75.776 | 78.3399
-20.669 | -46.3136 | Furnas | 928.08 | 1216 | 157.2144 | 6100.492 | 4.446 | 1622.79 | 6.5 | 65.65 | 1065.3617 | 134.5844 | 140.9773
-20.7728 | -51.6187 | Jupia | 289.24 | 1551.2 | 54.1974 | 7782.1408 | 4.574 | 1669.51 | 6.5 | 65.65 | 1096.0333 | 48.1238 | 53.4323
-21.1181 | -50.2003 | Nova Avanhandava | 192.85 | 347 | 124.9359 | 1740.8476 | 4.533 | 1654.545 | 6.5 | 65.65 | 1086.2088 | 78.8543 | 95.3757
-21.5778 | -46.6229 | Graminha | 27.12 | 80 | 140.9895 | 401.3482 | 4.418 | 1612.5701 | 6.5 | 65.65 | 1058.6523 | 42.383 | 73.5624
-22.0314 | -43.0019 | Simplicio | 8.39 | 305.7 | 26.8984 | 1533.6517 | 4.025 | 1469.125 | 2.4549 | 24.7946 | 364.2641 | 22.6955 | 30.9484
-22.1537 | -48.751 | Bariri | 44.18 | 136.8 | 131.8989 | 686.3054 | 4.455 | 1626.075 | 6.5 | 65.65 | 1067.5182 | 54.658 | 80.8313
-22.4716 | -52.9587 | Porto Primavera | 1204.99 | 1540 | 172.7758 | 7725.9521 | 4.473 | 1632.645 | 6.5 | 65.65 | 1071.8315 | 152.3358 | 157.5744
-22.5201 | -48.5338 | Barra Bonita | 209.62 | 140.76 | 297.1222 | 706.1721 | 4.404 | 1607.4599 | 6.5 | 65.65 | 1055.2974 | 122.1116 | 147.8729
-22.5279 | -44.567 | Funil | 29.97 | 216 | 69.4085 | 1083.64 | 3.955 | 1443.575 | 6.5 | 65.65 | 947.707 | 39.3593 | 59.4205
-22.5454 | -52.0002 | Taquarucu | 83.58 | 554 | 72.8004 | 2779.336 | 4.435 | 1618.775 | 6.5 | 65.65 | 1062.7258 | 54.0466 | 65.9406
-22.6023 | -52.8685 | Rosana | 201.44 | 372 | 122.7157 | 1866.2689 | 4.461 | 1628.265 | 6.5 | 65.65 | 1068.956 | 79.8458 | 95.5056
-22.6646 | -51.3562 | Capivara | 407.17 | 619 | 141.4821 | 3105.4314 | 4.45 | 1624.2499 | 6.5 | 65.65 | 1066.3201 | 106.5966 | 117.5876
-22.9521 | -46.4435 | Jacarei | 39.77 | 10.5 | 1375.2101 | 52.6769 | 4.374 | 1596.51 | 6.5 | 65.65 | 1048.1088 | 70.57 | 111.5122
-23.1314 | -49.732 | Chavantes | 341.19 | 414 | 171.4162 | 2076.9767 | 4.353 | 1588.8451 | 6.5 | 65.65 | 1043.0768 | 115.7809 | 130.1564
-23.2122 | -49.2293 | Jurumirim | 373.64 | 98 | 726.1259 | 491.6515 | 4.278 | 1561.47 | 6.5 | 65.65 | 1025.105 | 238.7505 | 267.8122
-23.365 | -45.659 | Paraibuna | 104.9 | 85 | 260.0195 | 426.4324 | 4.114 | 1501.6099 | 6.5 | 65.65 | 985.8069 | 82.0044 | 112.0203
-25.4054 | -54.5948 | Itaipu | 1156.44 | 14000 | 35.0284 | 70235.928 | 4.291 | 1566.215 | 6.5 | 65.65 | 1028.2201 | 34.5952 | 35.2156
-25.4578 | -54.6317 | Acaray Iguazu | 10.5 | 210 | 37.3467 | 1053.5389 | 4.293 | 1566.9451 | 3.0723 | 31.0302 | 486.2267 | 27.1323 | 40.7108
-25.5345 | -53.0091 | Salto Osorio | 44.8 | 1078 | 34.0409 | 5408.1665 | 4.254 | 1552.7101 | 6.5 | 65.65 | 1019.3542 | 29.4352 | 36.2547
-25.6101 | -52.6143 | Salto Santiago Main Dam | 142.76 | 1420 | 37.9437 | 7123.9298 | 4.296 | 1568.04 | 6.5 | 65.65 | 1029.4183 | 33.7843 | 39.2134
-25.6451 | -51.9565 | Santa Clara | 19.28 | 120.168 | 76.7669 | 602.8651 | 4.29 | 1565.85 | 5.6413 | 56.9774 | 892.1808 | 33.9394 | 59.6
-25.7941 | -52.1148 | Segredo | 61.07 | 1260 | 36.2911 | 6321.2335 | 4.303 | 1570.595 | 6.5 | 65.65 | 1031.0956 | 31.9028 | 37.9331
-25.8776 | -54.5562 | Uruguay | 28.3 | 120 | 103.2512 | 602.0222 | 4.265 | 1556.725 | 6.5 | 65.65 | 1021.9899 | 41.4218 | 68.4816
-26.0092 | -51.6671 | Foz do Areia | 77.4 | 1796.0466 | 34.2271 | 9010.5 | 3.959 | 1445.035 | 6.5 | 65.65 | 948.6655 | 31.4431 | 35.5391
-27.1415 | -53.0428 | Foz do Chapeco | 68.98 | 855 | 47.4119 | 4289.4085 | 4.18 | 1525.6999 | 6.5 | 65.65 | 1001.622 | 39.3831 | 47.5232
-27.2786 | -52.3815 | Ita | 123.86 | 1450 | 34.9842 | 7274.4354 | 4.16 | 1518.3999 | 6.5 | 65.65 | 996.8296 | 31.3705 | 36.5528
-27.347 | -52.7313 | Monjolinho | 4.6 | 74 | 37.0426 | 371.247 | 4.142 | 1511.8301 | 1.346 | 13.5942 | 205.5211 | 25.6248 | 40.9471
-27.3712 | 152.6429 | Split-Yard Creek | 0.84 | 101.2388 | 20.34 | 507.9 | 4.367 | 1593.955 | 0.24578 | 2.4824 | 39.5686 | 19.2313 | 22.3391
-27.394 | -56.6264 | Yacyreta | 1111.23 | 3100 | 88.1797 | 15552.2412 | 4.327 | 1579.3551 | 6.5 | 65.65 | 1036.8466 | 82.9808 | 85.6684
-27.5531 | -52.7385 | Passo Fundo | 117.98 | 226 | 119.9997 | 1133.8086 | 4.285 | 1564.0249 | 6.5 | 65.65 | 1026.7824 | 65.3482 | 85.7831
-27.6029 | -51.3265 | Campos Novos | 54.43 | 880 | 40.7023 | 4414.8298 | 4.091 | 1493.215 | 6.5 | 65.65 | 980.2957 | 34.2152 | 42.0283
-27.7784 | -51.189 | Barra Grande | 77.24 | 708 | 56.751 | 3551.9312 | 4.047 | 1477.155 | 6.5 | 65.65 | 969.7522 | 45.6521 | 54.8742
-28.7619 | 28.4557 | Muela | 0.14 | 29.7218 | 19.7187 | 149.11 | 5.11 | 1865.15 | 0.040964 | 0.41374 | 7.7168 | 18.9944 | 21.1103
-29.0142 | -53.1885 | Passo Real | 192.28 | 158 | 245.9467 | 792.6626 | 4.225 | 1542.125 | 6.5 | 65.65 | 1012.405 | 110.8074 | 134.9247
-3.8328 | -49.6472 | Tucurui | 2349.17 | 8370 | 73.2841 | 41991.0512 | 4.235 | 1545.775 | 6.5 | 65.65 | 1014.8013 | 71.6728 | 72.6874
-31.2715 | -57.9429 | Salto Grande | 533.46 | 1890 | 71.1336 | 9481.8503 | 4.37 | 1595.05 | 6.5 | 65.65 | 1047.1503 | 64.5563 | 68.8328
-31.5183 | -68.8197 | Punta Negra | 11.39 | 62 | 49.0396 | 311.0448 | 5.055 | 1845.0749 | 3.3327 | 33.6604 | 621.0598 | 19.6961 | 48.3469
-32.2272 | -64.6402 | Cerro Pelado | 11.81 | 391.7397 | 30.0794 | 1965.3 | 4.664 | 1702.36 | 3.4556 | 34.9016 | 594.1512 | 24.2575 | 34.2395
-32.8295 | -56.4203 | Dr. Gabriel Terra | 718.48 | 152 | 887.7526 | 762.5615 | 4.346 | 1586.2901 | 6.5 | 65.65 | 1041.3994 | 378.1528 | 402.9761
-32.8739 | -56.8046 | Rincon de Baygorria | 74.04 | 108 | 264.4697 | 541.82 | 4.339 | 1583.7351 | 6.5 | 65.65 | 1039.7221 | 93.8916 | 122.1603
-33.0563 | -57.4437 | Constitucion | 220.93 | 539.2425 | 96.6202 | 2705.3 | 4.337 | 1583.005 | 6.5 | 65.65 | 1039.2428 | 71.1923 | 83.1264
-34.0439 | -71.5844 | Rapel | 53.31 | 377 | 41.4267 | 1891.3532 | 4.642 | 1694.3301 | 6.5 | 65.65 | 1112.3277 | 27.9371 | 43.8609
-35.5646 | 148.3074 | Jounama | 2.29 | 44 | 26.7012 | 220.7415 | 4.278 | 1561.47 | 0.67005 | 6.7675 | 105.6732 | 19.6757 | 33.5964
-35.6271 | 148.3021 | Talbingo | 18.02 | 1500 | 20.4741 | 7525.278 | 4.251 | 1551.615 | 5.2727 | 53.2538 | 826.2937 | 18.9431 | 23.1974
-35.6741 | -71.3435 | Colbun | 41.83 | 400 | 35.461 | 2006.7408 | 4.288 | 1565.12 | 6.5 | 65.65 | 1027.5013 | 25.1459 | 39.7072
-35.9655 | 148.3907 | Tumut | 1.28 | 329.6 | 19.743 | 1653.5544 | 3.943 | 1439.195 | 0.37453 | 3.7827 | 54.4409 | 19.2731 | 20.6437
-36.2229 | 148.1146 | Khancoban | 2.64 | 90.3634 | 23.3231 | 453.34 | 4.262 | 1555.63 | 0.77246 | 7.8019 | 121.3685 | 19.4536 | 28.5345
-36.3046 | 148.3165 | Geehi | 0.29 | 142.2625 | 19.3024 | 713.71 | 3.883 | 1417.295 | 0.084854 | 0.85703 | 12.1466 | 19.0631 | 19.7826
-36.5348 | 147.461 | Dartmouth Regulation | 0.48 | 150 | 19.5301 | 752.5278 | 4.247 | 1550.1551 | 0.14045 | 1.4185 | 21.9893 | 19.1176 | 20.3384
-36.8746 | 147.2945 | Rocky Valley | 1.79 | 131.3194 | 21.6131 | 658.81 | 4.207 | 1535.5549 | 0.52375 | 5.2899 | 81.2296 | 19.7896 | 24.5094
-37.9242 | 175.5409 | Karapiro | 10.88 | 90 | 34.2889 | 451.5167 | 3.562 | 1300.13 | 3.1835 | 32.1532 | 418.0338 | 20.2084 | 40.8805
-38.0469 | -71.4734 | Ralco | 28.05 | 690 | 23.7923 | 3461.6279 | 4.25 | 1551.25 | 6.5 | 65.65 | 1018.3956 | 19.5205 | 29.2952
-38.0496 | 175.6619 | Arapuni | 43.53 | 206.4 | 43.6956 | 1035.4783 | 3.598 | 1313.27 | 6.5 | 65.65 | 862.1618 | 26.1149 | 45.6512
-38.1161 | 176.8151 | Matahina | 1.89 | 80 | 22.536 | 401.3482 | 3.561 | 1299.765 | 0.55301 | 5.5854 | 72.5976 | 19.8499 | 26.4365
-38.2942 | 175.6815 | Waipapa | 0.83 | 54 | 21.4785 | 270.91 | 3.44 | 1255.6 | 0.24286 | 2.4529 | 30.7982 | 19.7964 | 24.1858
-38.3105 | 176.7901 | Aniwhenua Barrage | 1.2 | 21.478 | 27.443 | 107.7519 | 3.586 | 1308.89 | 0.35112 | 3.5463 | 46.4173 | 20.6858 | 33.6323
-38.3531 | 175.7493 | Maraetai | 3.72 | 360 | 20.4786 | 1806.0667 | 3.538 | 1291.37 | 1.0885 | 10.9936 | 141.9676 | 19.3506 | 22.4843
-38.3895 | 176.0239 | Atiamuri | 1.2 | 84 | 21.173 | 421.4156 | 3.493 | 1274.945 | 0.35112 | 3.5463 | 45.2135 | 19.606 | 23.7724
-38.4104 | 176.0905 | Ohakuri | 7.19 | 112 | 27.9831 | 561.8874 | 3.549 | 1295.385 | 2.1038 | 21.2483 | 275.2475 | 20.4263 | 34.5646
-38.4203 | 175.8074 | Whakamaru | 7.18 | 100 | 29.0875 | 501.6852 | 3.583 | 1307.795 | 2.1009 | 21.2188 | 277.498 | 20.509 | 35.823
-38.5856 | -68.4897 | Planicie Banderita | 163.9 | 479 | 56.7715 | 2403.0721 | 4.589 | 1674.9851 | 6.5 | 65.65 | 1099.6277 | 40.5185 | 54.0178
-39.1063 | -68.5897 | Arroyito | 36.07 | 120 | 54.9357 | 602.0222 | 4.684 | 1709.66 | 6.5 | 65.65 | 1122.3918 | 22.4334 | 50.4214
-39.2096 | 175.7779 | Rangipo | 0.06 | 120 | 19.0931 | 602.0222 | 3.622 | 1322.03 | 0.017556 | 0.17732 | 2.3442 | 19.0384 | 19.2052
-39.2701 | -68.758 | El Chocon | 711.51 | 1200 | 81.3653 | 6020.2224 | 4.611 | 1683.015 | 6.5 | 65.65 | 1104.8994 | 69.5233 | 76.1913
-39.5445 | 174.5635 | Patea | 2.78 | 21.4138 | 37.9162 | 107.43 | 3.18 | 1160.7 | 0.81343 | 8.2156 | 95.3587 | 22.4378 | 42.658
-40.1912 | -69.9893 | Piedra del Aguila | 230.77 | 1400 | 36.7439 | 7023.5928 | 4.597 | 1677.905 | 6.5 | 65.65 | 1101.5447 | 32.4403 | 38.27
-40.5863 | -70.7538 | Alicura | 53.39 | 100 | 81.9255 | 501.6852 | 4.674 | 1706.0099 | 6.5 | 65.65 | 1119.9955 | 28.7978 | 58.4952
-41.1062 | 172.685 | Cobb | 1.9 | 36.9674 | 26.5502 | 185.46 | 3.502 | 1278.23 | 0.55594 | 5.615 | 71.7725 | 20.5373 | 32.5351
-41.2857 | 146.2479 | Paloona | 1.18 | 28 | 25.425 | 140.4719 | 3.766 | 1374.59 | 0.34527 | 3.4872 | 47.9348 | 20.2284 | 31.1686
-41.3503 | 146.266 | Devils Gate | 5.87 | 60 | 32.9524 | 301.0111 | 3.713 | 1355.245 | 1.7176 | 17.3474 | 235.0995 | 20.6945 | 39.5512
-41.4827 | 146.1336 | Cethana | 1.99 | 85 | 22.4433 | 426.4324 | 3.491 | 1274.215 | 0.58227 | 5.881 | 74.9362 | 19.8362 | 26.2631
-41.6977 | 145.6486 | Mackintosh | 25.59 | 81 | 56.9353 | 406.365 | 3.034 | 1107.41 | 6.5 | 65.65 | 727.0146 | 23.621 | 51.2037
-41.7248 | 145.1339 | Lower Pieman | 15.49 | 42.3652 | 63.5601 | 212.54 | 3.078 | 1123.47 | 4.5324 | 45.777 | 514.2906 | 22.1242 | 52.5501
-41.7354 | 145.5354 | Bastyan | 6.04 | 81 | 29.536 | 406.365 | 3.145 | 1147.925 | 1.7673 | 17.8498 | 204.902 | 21.3113 | 35.7253
-41.9798 | 146.7306 | Miena Rockfill | 148.26 | 61.3273 | 287.5705 | 307.67 | 3.927 | 1433.355 | 6.5 | 65.65 | 940.9976 | 74.625 | 107.0298
-42.2143 | 146.6396 | Lake Echo | 34.83 | 32.4 | 145.9166 | 162.546 | 3.76 | 1372.4 | 6.5 | 65.65 | 900.9806 | 26.5372 | 62.9653
-42.4485 | 146.5922 | Catagunya | 1.55 | 48 | 23.8984 | 240.8089 | 3.71 | 1354.15 | 0.45353 | 4.5807 | 62.0289 | 20.0276 | 28.8351
-42.5065 | 146.6461 | Repulse | 0.9 | 29.1 | 23.9696 | 145.9904 | 3.743 | 1366.195 | 0.26334 | 2.6597 | 36.3372 | 20.189 | 28.7588
-42.6095 | 146.8432 | Meadowbank | 5.08 | 40 | 37.4987 | 200.6741 | 3.722 | 1358.53 | 1.4864 | 15.0127 | 203.9523 | 21.1177 | 42.7919
-43.1092 | -71.6533 | Futaleufu | 82.16 | 472 | 39.1855 | 2367.9541 | 3.726 | 1359.99 | 6.5 | 65.65 | 892.8335 | 29.8252 | 41.599
-44.5646 | 170.199 | Benmore | 73.44 | 540 | 34.7728 | 2709.1001 | 3.78 | 1379.7 | 6.5 | 65.65 | 905.773 | 27.3127 | 38.0871
-44.6549 | 170.3548 | Aviemore | 27.02 | 220 | 33.7223 | 1103.7074 | 3.97 | 1449.05 | 6.5 | 65.65 | 951.3013 | 20.4262 | 40.3317
-44.6887 | 170.4255 | Waitaki | 5.63 | 90 | 27.9659 | 451.5167 | 3.688 | 1346.12 | 1.6473 | 16.6381 | 223.969 | 20.3511 | 34.6085
-45.1794 | 169.3047 | Clyde | 22.19 | 432 | 25.1887 | 2167.2801 | 3.826 | 1396.49 | 6.4928 | 65.5772 | 915.7793 | 19.1919 | 31.9645
-45.4755 | 169.3238 | Roxburgh | 3.43 | 320 | 20.5664 | 1605.3926 | 3.613 | 1318.745 | 1.0036 | 10.1365 | 133.6751 | 19.3699 | 22.6751
-6.5896 | -47.4646 | Estreito | 409.72 | 1087 | 87.2486 | 5453.3181 | 4.4 | 1606 | 6.5 | 65.65 | 1054.339 | 73.9231 | 80.8897
-6.7011 | 107.3644 | Cirata | 53.12 | 1008 | 37.7271 | 5056.9868 | 3.812 | 1391.38 | 6.5 | 65.65 | 913.441 | 32.72 | 39.2988
-6.7522 | -43.5688 | Boa Esperanca | 311.16 | 237.4 | 263.3305 | 1191.0007 | 4.579 | 1671.335 | 6.5 | 65.65 | 1097.2314 | 139.4583 | 160.0773
-6.9136 | 107.3698 | Saguling | 32.03 | 700 | 35.4562 | 3511.7964 | 3.982 | 1453.43 | 6.5 | 65.65 | 954.1768 | 28.9491 | 38.1363
-7.1367 | 35.9849 | Mtera | 443.68 | 80 | 1053.8623 | 401.3482 | 4.914 | 1793.61 | 6.5 | 65.65 | 1177.505 | 271.6232 | 303.6925
-7.6362 | 36.8848 | Kidatu | 5.57 | 200 | 27.0979 | 1003.3704 | 4.191 | 1529.715 | 1.6298 | 16.4608 | 251.8033 | 22.6648 | 31.2911
-8.5341 | 13.7078 | Mabubas | 6.09 | 17.8 | 82.0109 | 89.3 | 3.813 | 1391.745 | 1.7819 | 17.9975 | 250.4798 | 25.2398 | 56.9386
-8.8019 | -63.9519 | Santo Antonio | 79.43 | 3580 | 26.6982 | 17960.3302 | 4.117 | 1502.705 | 6.5 | 65.65 | 986.5259 | 25.5684 | 27.8073
-9.1422 | -38.3119 | Itaparica | 687.51 | 1479.6 | 58.6205 | 7422.9342 | 4.56 | 1664.4 | 6.5 | 65.65 | 1092.6786 | 51.7402 | 57.2577
-9.2674 | -64.6481 | Jirau | 229.62 | 3750 | 30.3701 | 18813.195 | 4.161 | 1518.7649 | 6.5 | 65.65 | 997.0692 | 29.0932 | 31.2575
-9.3561 | -38.2105 | Moxoto | 79.09 | 400 | 49.5523 | 2006.7408 | 4.518 | 1649.07 | 6.5 | 65.65 | 1082.6145 | 33.9396 | 49.0083
-9.4227 | -40.8241 | Sobradinho Main Dam | 2614.96 | 1050 | 177.818 | 5267.6946 | 4.86 | 1773.9 | 6.5 | 65.65 | 1164.5654 | 146.5292 | 154.3144
-9.6144 | -37.8146 | Xingo | 56.14 | 3162 | 21.7812 | 15863.286 | 4.401 | 1606.365 | 6.5 | 65.65 | 1054.5786 | 20.7352 | 23.4156
-9.7518 | 14.4854 | Cambambe | 1.02 | 180 | 20.707 | 903.0334 | 4.059 | 1481.535 | 0.29845 | 3.0144 | 44.6589 | 19.9668 | 21.9931
-9.7619 | -48.3705 | Luis Eduardo Magalhaes | 681.56 | 902.5 | 153.7424 | 4527.7089 | 4.461 | 1628.265 | 6.5 | 65.65 | 1068.956 | 125.3328 | 133.5457
-9.7935 | 15.4659 | Capanda | 178.85 | 520 | 83.423 | 2608.763 | 4.462 | 1628.63 | 6.5 | 65.65 | 1069.1956 | 60.6251 | 73.1254
0.62401 | 10.4079 | Tchimbele | 13.72 | 71.2857 | 89.1909 | 357.63 | 3.427 | 1250.855 | 4.0145 | 40.5462 | 507.1738 | 39.8162 | 65.034
0.90219 | -51.2613 | Paredao | 22.28 | 34.9741 | 247.7714 | 175.46 | 4.116 | 1502.3401 | 6.5 | 65.65 | 986.2863 | 41.6661 | 78.1717
1.1492 | 111.8781 | Batang Ai | 68.62 | 100 | 263.7532 | 501.6852 | 3.588 | 1309.62 | 6.5 | 65.65 | 859.7655 | 100.3488 | 127.5036
1.8962 | 35.3303 | Turkwel | 66.1 | 106 | 239.7651 | 531.7863 | 4.875 | 1779.375 | 6.5 | 65.65 | 1168.1597 | 78.4405 | 107.989
10.4728 | -84.7614 | Arenal | 85.59 | 157.5 | 216.8533 | 790.1542 | 3.459 | 1262.535 | 6.5 | 65.65 | 828.8543 | 108.3946 | 130.4086
10.7047 | 104.1172 | Kamchay | 14.59 | 193 | 46.1711 | 968.2524 | 3.697 | 1349.405 | 4.269 | 43.1172 | 581.8262 | 30.7174 | 46.8576
11.086 | 0.70069 | Kompienga | 134.03 | 14 | 1846.2013 | 70.2359 | 4.397 | 1604.9049 | 6.5 | 65.65 | 1053.6201 | 120.0668 | 160.3795
11.2302 | 76.5243 | Upper Bhavani | 3.52 | 34.6472 | 49.1051 | 173.82 | 4.066 | 1484.09 | 1.03 | 10.4025 | 154.3827 | 28.3586 | 48.5853
11.3268 | 107.9335 | Ham Thuan 1 | 28.62 | 300 | 52.9743 | 1505.0556 | 4.049 | 1477.8849 | 6.5 | 65.65 | 970.2315 | 34.17 | 51.0246
11.4591 | 76.6034 | Pykara | 3.51 | 59 | 36.5493 | 295.9943 | 4.285 | 1564.0249 | 1.027 | 10.373 | 162.2357 | 25.3793 | 40.6034
12.9313 | 108.9479 | Song Hinh 1 | 33.14 | 75.6909 | 180.6617 | 379.73 | 3.682 | 1343.93 | 6.5 | 65.65 | 882.29 | 57.855 | 87.9167
13.3469 | 38.743 | Tekeze | 135.15 | 300 | 104.1765 | 1505.0556 | 4.915 | 1793.975 | 6.5 | 65.65 | 1177.7446 | 60.6382 | 79.5151
13.6237 | -88.5586 | 15 de Septiembre | 17.98 | 180.2 | 55.2705 | 904.0367 | 4.829 | 1762.585 | 5.2609 | 53.1356 | 936.5597 | 29.6911 | 51.571
13.6928 | 75.0367 | Varahi Pickup | 4.1 | 460 | 21.6147 | 2307.7519 | 4.162 | 1519.1301 | 1.1997 | 12.1166 | 184.0664 | 20.3874 | 23.5637
13.944 | -88.9319 | Cerron Grande | 92.97 | 170 | 213.6725 | 852.8648 | 4.864 | 1775.3599 | 6.5 | 65.65 | 1165.5238 | 93.174 | 118.0045
13.9901 | -88.7606 | 5 de Noviembre | 5.02 | 99.4 | 33.6363 | 498.6751 | 4.857 | 1772.805 | 1.4689 | 14.8354 | 263.0028 | 23.7484 | 38.596
14.1755 | 74.849 | Linganamakki | 141.04 | 55 | 514.1613 | 275.9269 | 4.305 | 1571.3249 | 6.5 | 65.65 | 1031.5748 | 112.4502 | 146.3757
14.2354 | 99.2345 | Tha Tung Na | 3.22 | 20.2059 | 65.768 | 101.37 | 3.983 | 1453.795 | 0.94217 | 9.5159 | 138.3422 | 30.6977 | 55.5138
14.2902 | 121.5022 | Caliraya | 8.01 | 22.6 | 121.8078 | 113.3809 | 3.843 | 1402.695 | 2.3437 | 23.6716 | 332.0408 | 34.7331 | 66.7876
14.41 | 107.8644 | Plei Krong | 43.95 | 100 | 174.0004 | 501.6852 | 4.077 | 1488.1051 | 6.5 | 65.65 | 976.941 | 62.3404 | 90.7508
14.9072 | 121.1771 | Angat | 16.12 | 246 | 42.189 | 1234.1456 | 3.654 | 1333.71 | 4.7167 | 47.6388 | 635.3633 | 29.5501 | 44.1639
15.0265 | -87.7439 | El Cajon | 79.77 | 331.3034 | 101.8217 | 1662.1 | 4.182 | 1526.4301 | 6.5 | 65.65 | 1002.1013 | 65.4036 | 81.5774
15.2051 | 105.4305 | Sirindhorn | 235.58 | 36 | 1258.762 | 180.6067 | 4.082 | 1489.9299 | 6.5 | 65.65 | 978.139 | 200.4163 | 236.7141
15.2797 | 105.4677 | Pak Mun | 86.9 | 136 | 246.6314 | 682.2919 | 4.054 | 1479.71 | 6.5 | 65.65 | 971.4296 | 104.6922 | 129.9513
15.2799 | -90.4908 | Pueblo Viejo | 5.38 | 19.2 | 99.7805 | 96.3236 | 4.244 | 1549.06 | 1.5742 | 15.8993 | 246.2897 | 31.6469 | 62.5578
15.8158 | 121.1105 | Pantabangan | 37.91 | 112 | 140.4831 | 561.8874 | 4.173 | 1523.1449 | 6.5 | 65.65 | 999.9447 | 53.7416 | 81.2719
16.0879 | 78.8961 | Srisailam | 536.42 | 1670 | 79.7053 | 8378.1428 | 4.21 | 1536.65 | 6.5 | 65.65 | 1008.8107 | 71.6767 | 76.2979
16.4007 | -92.7785 | La Angostura | 566.28 | 900 | 135.8514 | 4515.1668 | 4.69 | 1711.85 | 6.5 | 65.65 | 1123.8295 | 109.7732 | 118.3429
16.5371 | 101.6502 | Chulabhorn | 6.96 | 40 | 69.95 | 200.6741 | 3.919 | 1430.435 | 2.0365 | 20.5686 | 294.2206 | 31.3365 | 56.9005
16.9394 | -93.1005 | Manuel Moreno Torres | 10.85 | 2430 | 20.6338 | 12190.9504 | 4.41 | 1609.6499 | 3.1747 | 32.0646 | 516.1273 | 19.9988 | 21.7454
17.1766 | -93.5988 | Netzahualcoyotl | 291.99 | 1080 | 69.3576 | 5418.2002 | 3.948 | 1441.02 | 6.5 | 65.65 | 946.0296 | 59.791 | 66.1829
17.403 | 73.7531 | Koyna | 86.85 | 1920 | 35.1782 | 9632.3558 | 4.252 | 1551.9799 | 6.5 | 65.65 | 1018.8748 | 32.2914 | 36.4047
17.4438 | -93.4562 | Penitas | 19.05 | 420 | 35.4628 | 2107.0778 | 4.025 | 1469.125 | 5.574 | 56.2977 | 827.0836 | 26.8759 | 38.9968
17.9505 | -99.9865 | Carlos Ramirez Ulloa | 29.13 | 600 | 36.2562 | 3010.1112 | 4.824 | 1760.76 | 6.5 | 65.65 | 1155.9389 | 27.5836 | 39.5147
17.9968 | 104.9523 | Nam Theun 2 | 414.34 | 1070 | 88.9911 | 5368.0316 | 3.877 | 1415.105 | 6.5 | 65.65 | 929.0165 | 76.5997 | 82.9436
18.2716 | -101.8923 | El Infiernillo | 288.01 | 1000 | 71.4798 | 5016.852 | 4.616 | 1684.8401 | 6.5 | 65.65 | 1106.0975 | 59.4703 | 67.2382
18.5312 | 102.5491 | Nam Ngum | 436.93 | 155 | 542.3805 | 777.6121 | 3.904 | 1424.96 | 6.5 | 65.65 | 935.4863 | 248.9285 | 272.4099
18.6718 | 32.0607 | Merowe | 730.61 | 1250 | 66.6045 | 6271.065 | 5.05 | 1843.2501 | 6.5 | 65.65 | 1210.0937 | 56.6398 | 63.5952
18.7536 | 102.7766 | Nam Ngum 2 | 93.77 | 615 | 73.1457 | 3085.364 | 3.683 | 1344.295 | 6.5 | 65.65 | 882.5297 | 57.9889 | 67.5529
19.0082 | 110.1963 | Niululing | 25.33 | 128.8318 | 90.5971 | 646.33 | 3.217 | 1174.205 | 6.5 | 65.65 | 770.8656 | 44.0376 | 67.4269
19.1809 | 108.9685 | Gezhen | 6.99 | 80 | 43.6714 | 401.3482 | 3.646 | 1330.79 | 2.0453 | 20.6573 | 274.9048 | 27.951 | 45.431
19.3464 | 104.4837 | Ban Ve | 29.82 | 320 | 52.2373 | 1605.3926 | 3.096 | 1130.04 | 6.5 | 65.65 | 741.8712 | 37.3076 | 50.8981
19.7866 | 96.3365 | Lower Paunglaung | 13.9 | 280 | 36.9917 | 1404.7186 | 4.296 | 1568.04 | 4.0671 | 41.0781 | 644.1213 | 26.934 | 40.4525
2.7044 | -75.4324 | Betania | 59.29 | 540 | 57.9481 | 2709.1001 | 4.042 | 1475.3299 | 6.5 | 65.65 | 968.5541 | 44.0036 | 55.3282
2.7599 | 114.0608 | Bakun | 448.98 | 2400 | 52.8085 | 12040.4448 | 3.869 | 1412.185 | 6.5 | 65.65 | 927.0994 | 49.3905 | 52.4647
20.0035 | -100.2293 | Tepuxtepec | 34.64 | 73.885 | 190.4406 | 370.67 | 5.1 | 1861.5 | 6.5 | 65.65 | 1222.0747 | 48.1565 | 81.1494
20.2186 | -98.0021 | Necaxa | 1.82 | 154.2521 | 22.5172 | 773.86 | 4.188 | 1528.6201 | 0.53253 | 5.3786 | 82.2179 | 20.8349 | 24.9646
20.6632 | -99.5015 | Zimapan | 22.5 | 292 | 31.4099 | 1464.9208 | 4.919 | 1795.4351 | 6.5 | 65.65 | 1178.7031 | 19.6346 | 38.8069
21.4273 | -104.4501 | El Cajon | 32.23 | 300 | 57.0484 | 1505.0556 | 4.879 | 1780.8351 | 6.5 | 65.65 | 1169.1182 | 34.2935 | 53.0926
21.4973 | 103.9959 | Son La | 202.83 | 2400 | 34.683 | 12040.4448 | 3.326 | 1213.99 | 6.5 | 65.65 | 796.9844 | 32.8402 | 35.5097
21.6745 | 96.4744 | Yeywa | 54.27 | 790 | 43.5065 | 3963.3131 | 4.104 | 1497.96 | 6.5 | 65.65 | 983.4108 | 35.8514 | 44.3998
21.8311 | 73.7487 | Sardar Sarovar | 103.22 | 1200 | 35.2754 | 6020.2224 | 4.367 | 1593.955 | 6.5 | 65.65 | 1046.4315 | 30.7922 | 37.1597
21.8397 | -104.8014 | Agua Milpa | 72.28 | 232.217 | 130.0111 | 1164.9983 | 4.72 | 1722.7999 | 6.5 | 65.65 | 1131.0181 | 68.4306 | 89.6124
22.4951 | 92.2281 | Karnafuli | 326.94 | 230 | 282.9353 | 1153.876 | 4.066 | 1484.09 | 6.5 | 65.65 | 974.3051 | 155.6934 | 175.3793
22.6051 | 82.5993 | Bango | 103.78 | 120 | 186.0521 | 602.0222 | 4.318 | 1576.0699 | 6.5 | 65.65 | 1034.6899 | 71.5953 | 98.7789
22.6409 | 100.4296 | Nuozhadu | 246.16 | 5850 | 26.8264 | 29348.5842 | 3.601 | 1314.365 | 6.5 | 65.65 | 862.8806 | 26.203 | 27.4311
22.6475 | 109.2422 | Xijin | 66.54 | 234.4 | 118.2028 | 1175.9501 | 2.911 | 1062.515 | 6.5 | 65.65 | 697.5411 | 76.055 | 92.0648
22.7039 | 102.0566 | Gelantan | 7.97 | 390 | 24.8289 | 1956.5723 | 3.199 | 1167.635 | 2.332 | 23.5534 | 275.018 | 22.3852 | 27.6845
23.462 | 91.8142 | Gumti | 34.41 | 15 | 825.8829 | 75.2528 | 3.903 | 1424.595 | 6.5 | 65.65 | 935.2466 | 66.1319 | 105.9296
23.7273 | 114.6471 | Xinfengjiang | 264.53 | 335 | 166.206 | 1680.6454 | 3.201 | 1168.365 | 6.5 | 65.65 | 767.0316 | 115.6887 | 129.1637
23.7509 | 113.7706 | Liuxihe | 9.45 | 79.9645 | 52.9196 | 401.17 | 2.987 | 1090.255 | 2.7651 | 27.9272 | 304.4778 | 32.2429 | 50.7969
23.7716 | 113.9577 | Guangzhou Pump Storage | 2.42 | 2400 | 19.3005 | 12040.4448 | 2.961 | 1080.765 | 0.70809 | 7.1517 | 77.2934 | 19.2093 | 19.4836
24.0271 | 100.3686 | Dachaoshan | 20.46 | 1350 | 24.5031 | 6772.7502 | 3.561 | 1299.765 | 5.9866 | 60.4646 | 785.898 | 22.4753 | 26.9462
24.0444 | 107.5111 | Yantan | 85.09 | 1210 | 43.9383 | 6070.3909 | 2.754 | 1005.21 | 6.5 | 65.65 | 659.9204 | 40.1203 | 44.3365
24.1329 | 113.4657 | Changhu | 8.21 | 117.9963 | 39.0463 | 591.97 | 2.968 | 1083.32 | 2.4022 | 24.2627 | 262.8425 | 28.5776 | 41.7995
24.2008 | 83.0073 | Rihand | 398.8 | 300 | 267.4425 | 1505.0556 | 4.265 | 1556.725 | 6.5 | 65.65 | 1021.9899 | 161.3053 | 178.6954
24.5067 | 98.8095 | Qiezishan Reservoir | 3.06 | 21.2464 | 61.1746 | 106.59 | 3.956 | 1443.94 | 0.89536 | 9.0431 | 130.5769 | 30.2466 | 53.9211
24.7066 | 100.0938 | Xiaowan | 154.34 | 4200 | 25.8453 | 21070.7784 | 3.287 | 1199.755 | 6.5 | 65.65 | 787.6391 | 25.0942 | 26.6436
24.7151 | 113.0919 | Quanshui | 2.19 | 27.7325 | 42.0943 | 139.13 | 2.864 | 1045.36 | 0.64079 | 6.472 | 67.6559 | 29.9578 | 44.0265
24.8203 | 104.5422 | Lubuge | 4.08 | 583.3339 | 21.0198 | 2926.5 | 2.895 | 1056.675 | 1.1938 | 12.0575 | 127.4082 | 20.3515 | 22.1454
24.9423 | 105.1044 | Tianshengqiao 1 | 98.25 | 890.6183 | 58.3201 | 4468.1 | 2.974 | 1085.51 | 6.5 | 65.65 | 712.6373 | 50.9857 | 56.9005
25.526 | 92.7129 | Umrong | 11.01 | 275 | 33.2716 | 1379.6343 | 3.905 | 1425.325 | 3.2215 | 32.5374 | 463.7639 | 26.159 | 36.977
25.5271 | 92.631 | Khandong | 7.35 | 275 | 26.7989 | 1379.6343 | 3.896 | 1422.04 | 2.1506 | 21.7212 | 308.8836 | 22.8112 | 30.6773
25.5856 | 99.3354 | Gongguoqiao | 9.64 | 900 | 22.077 | 4515.1668 | 3.24 | 1182.6 | 2.8207 | 28.4887 | 336.9074 | 20.8913 | 23.877
25.6572 | 91.8972 | Umiam | 7.6 | 36 | 80.1056 | 180.6067 | 3.733 | 1362.545 | 2.2238 | 22.46 | 306.0273 | 32.8743 | 59.9155
25.684 | 113.8033 | Huamuqiao | 2.02 | 83.9829 | 26.1779 | 421.33 | 2.842 | 1037.33 | 0.59105 | 5.9696 | 61.9247 | 23.4641 | 28.9742
25.8356 | 114.4017 | Shangyoujiang | 19.42 | 103.8918 | 86.4858 | 521.21 | 2.894 | 1056.31 | 5.6823 | 57.3911 | 606.2285 | 42.6706 | 65.7918
25.8715 | 113.3099 | Dongjiang | 130.58 | 543.0098 | 65.3086 | 2724.2 | 2.74 | 1000.1 | 6.5 | 65.65 | 656.5657 | 53.5963 | 61.9472
25.9517 | 111.6826 | Shuangpai | 40.26 | 202.059 | 91.0001 | 1013.7 | 2.496 | 911.04 | 6.5 | 65.65 | 598.0978 | 59.0876 | 75.0439
25.9661 | 105.2535 | Guangzhao | 31.65 | 1040 | 29.862 | 5217.5261 | 2.672 | 975.28 | 6.5 | 65.65 | 640.2713 | 27.1445 | 31.8445
26.0272 | 117.1134 | Ansha | 34.32 | 115 | 128.2749 | 576.938 | 3.027 | 1104.855 | 6.5 | 65.65 | 725.3373 | 59.6136 | 83.5636
26.1771 | 89.0604 | Teesta | NA | 67.5 | NA | 338.6375 | 3.716 | 1356.34 | NA | NA | NA | NA | NA
26.2014 | 100.8154 | Ludila | 53.67 | 2160 | 27.8072 | 10836.4003 | 3.971 | 1449.415 | 6.5 | 65.65 | 951.5409 | 25.9662 | 29.4372
26.3056 | 118.8104 | Shuikou | 56.2 | 1341.3392 | 33.8359 | 6729.3 | 3.109 | 1134.785 | 6.5 | 65.65 | 744.9863 | 30.9617 | 35.2477
26.3293 | 110.3326 | Baiyun | 7.63 | 68.8081 | 51.2522 | 345.2 | 2.615 | 954.475 | 2.2325 | 22.5486 | 215.2211 | 33.4897 | 50.0032
26.3469 | 103.2705 | Maojiacun | 14.42 | 23.134 | 246.3196 | 116.06 | 3.716 | 1356.34 | 4.2193 | 42.6148 | 578.0023 | 45.3531 | 81.1627
26.4436 | 114.798 | Wanan | 67.54 | 500 | 66.6726 | 2508.426 | 2.925 | 1067.625 | 6.5 | 65.65 | 700.8958 | 53.2037 | 62.5946
26.5181 | 101.4394 | Guanyinyan | 16.15 | 3000 | 20.9388 | 15050.556 | 3.997 | 1458.905 | 4.7255 | 47.7274 | 696.2981 | 20.2341 | 22.1354
26.5781 | 112.872 | Baiyutan | 21.86 | 11.2581 | 734.9123 | 56.48 | 2.765 | 1009.225 | 6.3962 | 64.602 | 651.9794 | 63.1903 | 102.7622
26.5836 | 106.1371 | Yinzidu | 9.98 | 36 | 97.9665 | 180.6067 | 2.505 | 914.325 | 2.9201 | 29.4935 | 269.6664 | 42.2893 | 68.0418
26.5892 | 118.0845 | Shaxikou | 14.33 | 331.6024 | 35.0049 | 1663.6 | 3.123 | 1139.895 | 4.193 | 42.3489 | 482.7327 | 28.2565 | 37.9276
26.8103 | 100.4466 | Jinanqiao | 14.44 | 2400 | 19.7303 | 12040.4448 | 3.428 | 1251.22 | 4.2251 | 42.674 | 533.945 | 19.1048 | 20.9307
26.8203 | 101.7835 | Ertan | 65.43 | 3300 | 25.9228 | 16555.6116 | 3.816 | 1392.84 | 6.5 | 65.65 | 914.3995 | 24.8277 | 27.0784
26.8449 | -108.3676 | Huites | 42.38 | 440 | 53.5947 | 2207.4149 | 4.914 | 1793.61 | 6.5 | 65.65 | 1177.505 | 36.6902 | 51.6485
26.8752 | 105.8544 | Hongjiadu | 41.57 | 60 | 265.1323 | 301.0111 | 2.598 | 948.27 | 6.5 | 65.65 | 622.5393 | 89.7845 | 118.7695
26.956 | 109.4728 | Baishi | 20.1 | 420 | 36.3515 | 2107.0778 | 2.484 | 906.66 | 5.8813 | 59.4007 | 538.5626 | 29.9694 | 38.7227
26.9712 | 106.372 | Suofengying | 3.21 | 60 | 34.5743 | 301.0111 | 2.428 | 886.22 | 0.93925 | 9.4864 | 84.0702 | 28.1177 | 37.5054
27.3218 | 106.761 | Wujiangdu | 32.26 | 63 | 205.0936 | 316.0617 | 2.361 | 861.765 | 6.5 | 65.65 | 565.7487 | 76.7183 | 104.3061
27.352 | 100.5061 | Ahai | 18.45 | 2000 | 20.1182 | 10033.704 | 3.662 | 1336.63 | 5.3985 | 54.5245 | 728.7914 | 19.0944 | 22.0062
27.3762 | 107.6321 | Goupitan | 43.35 | 3000 | 24.0767 | 15050.556 | 2.312 | 843.88 | 6.5 | 65.65 | 554.0072 | 23.3994 | 24.926
27.4877 | 110.6413 | Liujiaping | 2.85 | 10.0786 | 102.8366 | 50.563 | 2.643 | 964.695 | 0.83391 | 8.4225 | 81.2513 | 42.5294 | 69.0349
27.5909 | 85.1576 | Kulekhani | 1.31 | 60 | 22.3015 | 301.0111 | 3.777 | 1378.605 | 0.38331 | 3.8714 | 53.3712 | 19.6958 | 26.1718
27.8232 | 101.8803 | Guandi | 8.79 | 2400 | 19.5075 | 12040.4448 | 3.444 | 1257.06 | 2.572 | 25.9767 | 326.5432 | 19.1244 | 20.2598
28.1838 | 101.6302 | Jinping I | 48.64 | 3600 | 20.5548 | 18060.6672 | 3.649 | 1331.885 | 6.5 | 65.65 | 874.3825 | 19.8365 | 21.8222
28.2604 | 103.6479 | Xilodu | 113.46 | 12600 | 20.0058 | 63212.3352 | 2.235 | 815.775 | 6.5 | 65.65 | 535.5563 | 19.8798 | 20.241
28.3262 | 111.1277 | Zhexi | 48.73 | 948 | 37.5915 | 4755.9757 | 2.473 | 902.645 | 6.5 | 65.65 | 592.5865 | 33.9806 | 38.7447
28.645 | 104.3884 | Xiangjiaba | 81.81 | 6448 | 20.4145 | 32348.6617 | 2.155 | 786.575 | 6.5 | 65.65 | 516.3865 | 20.1723 | 20.8479
28.6886 | 118.8385 | Hunanzhen | 44.02 | 383.3878 | 60.7547 | 1923.4 | 2.987 | 1090.255 | 6.5 | 65.65 | 715.7524 | 45.6337 | 57.2956
28.7185 | 110.2723 | Fengtan | 15.61 | 800 | 26.0947 | 4013.4816 | 2.483 | 906.295 | 4.5675 | 46.1316 | 418.0885 | 24.1046 | 28.1613
28.7609 | 109.5053 | Wanmipo | 9.41 | 240 | 30.1004 | 1204.0445 | 2.305 | 841.325 | 2.7534 | 27.809 | 233.964 | 26.0166 | 33.0127
28.7771 | 110.9271 | Wuqiangxi | 113.79 | 25.5 | 870.7951 | 127.9297 | 2.568 | 937.32 | 6.5 | 65.65 | 615.3506 | 154.0164 | 189.6154
28.9182 | 102.2146 | Yele | 7.47 | 240 | 23.2293 | 1204.0445 | 3.421 | 1248.665 | 2.1857 | 22.0758 | 275.6527 | 19.8334 | 27.8438
28.9762 | -109.6449 | Plutarco Elias Calles | 42.15 | 135 | 128.938 | 677.275 | 4.837 | 1765.505 | 6.5 | 65.65 | 1159.054 | 50.7108 | 77.8516
28.9812 | 114.3275 | Dongjin | 25.29 | 77.1021 | 139.1482 | 386.81 | 2.789 | 1017.985 | 6.5 | 65.65 | 668.3072 | 54.1792 | 81.4153
29.2112 | 102.838 | Pubugou | 67.51 | 3300 | 21.295 | 16555.6116 | 2.329 | 850.085 | 6.5 | 65.65 | 558.0808 | 20.7637 | 22.1659
29.2553 | 103.6323 | Tongjiezi | 7.73 | 528.7977 | 21.0589 | 2652.9 | 2.068 | 754.82 | 2.2618 | 22.8442 | 172.4323 | 20.0788 | 22.7031
29.3063 | 103.4771 | Gongzui | 12.09 | 2100 | 19.7162 | 10535.3892 | 1.939 | 707.735 | 3.5375 | 35.7291 | 252.8673 | 19.3713 | 20.3792
29.4497 | 102.2198 | Dagangshan | 14.39 | 2600 | 19.6599 | 13043.8152 | 2.513 | 917.245 | 4.2105 | 42.5262 | 390.0694 | 19.2342 | 20.4827
29.4856 | 119.2146 | Xinan Jiang | 424.57 | 845 | 73.4903 | 4239.2399 | 2.972 | 1084.78 | 6.5 | 65.65 | 712.158 | 63.6394 | 69.8241
29.6136 | 111.5009 | Sanjiangkou | 24.11 | 40.2982 | 237.1189 | 202.17 | 2.754 | 1005.21 | 6.5 | 65.65 | 659.9204 | 59.4345 | 92.3505
29.6718 | 103.0368 | Wawushan | 11.52 | 260 | 24.4057 | 1304.3815 | 1.843 | 672.695 | 3.3708 | 34.0446 | 229.0163 | 21.5074 | 27.9295
29.9072 | 107.2479 | Shizitan | 29.23 | 76.3188 | 64.8968 | 382.88 | 2.367 | 863.955 | 6.5 | 65.65 | 567.1865 | 29.1386 | 54.8095
29.9692 | 91.877 | Zhikong | 14.64 | 100 | 42.4272 | 501.6852 | 5.003 | 1826.0949 | 4.2837 | 43.265 | 790.0601 | 19.5359 | 45.8356
3.7563 | -74.8849 | Prado | 33.92 | 59.1825 | 224.5239 | 296.91 | 4.028 | 1470.22 | 6.5 | 65.65 | 965.1994 | 56.6428 | 89.5271
3.8314 | 10.1354 | Edea | 0.68 | 264 | 19.2162 | 1324.4489 | 3.668 | 1338.82 | 0.19897 | 2.0096 | 26.9046 | 18.9331 | 19.7892
3.8794 | -76.5587 | Calima | 5.38 | 145.9919 | 29.6343 | 732.42 | 3.678 | 1342.47 | 1.5742 | 15.8993 | 213.4433 | 24.0753 | 33.7787
30.1431 | 109.6184 | Dongping | 3.39 | 110 | 28.0647 | 551.8537 | 2.345 | 855.925 | 0.99191 | 10.0183 | 85.7494 | 24.9628 | 30.7457
30.3963 | 111.342 | Gaobazhou | 22.39 | 360 | 41.5841 | 1806.0667 | 2.685 | 980.025 | 6.5 | 65.65 | 643.3864 | 31.9747 | 43.2693
30.4363 | 110.3364 | Shuibuya | 53.62 | 1840 | 29.2809 | 9231.0077 | 2.615 | 954.475 | 6.5 | 65.65 | 626.6128 | 27.7374 | 30.4708
30.4674 | 111.1366 | Geheyan | 40.9 | 1240 | 30.8767 | 6220.8965 | 2.63 | 959.95 | 6.5 | 65.65 | 630.2072 | 28.4964 | 32.4518
30.5863 | 115.4531 | Bailianhe | 32.75 | 1200 | 22.261 | 6020.2224 | 3.095 | 1129.675 | 6.5 | 65.65 | 741.6316 | 20.3678 | 25.084
30.7323 | -98.3802 | Roy Inks Dam | 2.24 | 15 | 41.2312 | 75.2528 | 4.305 | 1571.3249 | 0.65542 | 6.6198 | 104.0183 | 20.2088 | 45.1586
30.741 | 111.2656 | Gezhouba | 52.42 | 2715 | 21.2509 | 13620.7532 | 2.75 | 1003.75 | 6.5 | 65.65 | 658.9619 | 20.501 | 22.4853
30.8207 | 111.0043 | Three Gorges Dam | 852.97 | 22500 | 22.9481 | 112879.17 | 2.679 | 977.835 | 6.5 | 65.65 | 641.9487 | 22.8466 | 23.0898
31.1747 | -93.5665 | Toledo Bend | 599.62 | 81 | 793.9718 | 406.365 | 4.155 | 1516.5751 | 6.5 | 65.65 | 995.6315 | 233.6814 | 264.218
31.6019 | 50.4727 | Karun-4 | 21.34 | 1000 | 21.5329 | 5016.852 | 4.794 | 1749.8101 | 6.2441 | 63.0652 | 1103.5221 | 18.552 | 26.305
31.8021 | 50.0938 | Karoon 3 | 42.13 | 2280 | 21.1864 | 11438.4226 | 4.69 | 1711.85 | 6.5 | 65.65 | 1123.8295 | 19.7384 | 23.5852
32.0274 | 49.4029 | Masjed Solayman | 6.13 | 2000 | 19.4325 | 10033.704 | 4.484 | 1636.6601 | 1.7936 | 18.1157 | 296.4931 | 19.0183 | 20.2525
32.1014 | 108.463 | Bashan | 5.03 | 140 | 24.0635 | 702.3593 | 2.441 | 890.965 | 1.4718 | 14.865 | 132.4416 | 21.0391 | 27.861
32.1057 | -6.4627 | Bin el Ouidane | 20.15 | 135 | 43.0213 | 677.275 | 4.828 | 1762.22 | 5.8959 | 59.5485 | 1049.3754 | 19.9138 | 46.0471
32.1596 | 111.4797 | Nanhe | 4.49 | 37.2425 | 36.1813 | 186.84 | 2.832 | 1033.68 | 1.3138 | 13.2691 | 137.1602 | 22.9812 | 41.1846
32.2051 | 109.7051 | Eping | 4.21 | 38 | 34.7217 | 190.6404 | 2.873 | 1048.645 | 1.2318 | 12.4416 | 130.4687 | 22.6456 | 40.1167
32.2105 | 110.1519 | Pankou | 40.6 | 513 | 28.0986 | 2573.6451 | 2.803 | 1023.095 | 6.5 | 65.65 | 671.6619 | 23.318 | 32.2174
32.2657 | 48.9394 | Gotvand | 58.21 | 1016 | 25.5138 | 5097.1216 | 4.59 | 1675.3501 | 6.5 | 65.65 | 1099.8673 | 21.8729 | 29.5047
32.4729 | -7.6354 | Al Massira | 86.43 | 128 | 123.1053 | 642.1571 | 4.776 | 1743.24 | 6.5 | 65.65 | 1144.4371 | 47.4507 | 74.9952
32.4916 | 48.1261 | Karkheh | 169.6 | 400 | 66.2137 | 2006.7408 | 4.549 | 1660.3849 | 6.5 | 65.65 | 1090.0427 | 44.667 | 59.8026
32.516 | -85.002 | Oliver | 6.58 | 60 | 34.5056 | 301.0111 | 4.285 | 1564.0249 | 1.9253 | 19.4456 | 304.1342 | 19.6767 | 41.2876
32.5196 | 105.6096 | Baozhusi | 66.24 | 700 | 30.0835 | 3511.7964 | 2.517 | 918.705 | 6.5 | 65.65 | 603.1298 | 26.4069 | 32.7095
32.5361 | -85.8857 | Thurlow | 2.19 | 91 | 22.5204 | 456.5335 | 4.258 | 1554.17 | 0.64079 | 6.472 | 100.5862 | 19.3572 | 27.1207
32.5576 | 111.4885 | Danjiangkou | 286.45 | 1040 | 49.3225 | 5217.5261 | 2.932 | 1070.18 | 6.5 | 65.65 | 702.5732 | 44.0625 | 49.1655
32.5856 | -86.2854 | Walter Bouldin | 2.9 | 225 | 20.9337 | 1128.7917 | 4.257 | 1553.805 | 0.84854 | 8.5703 | 133.165 | 19.2523 | 23.7898
32.6015 | 108.8853 | Ankang | 57.35 | 800 | 27.2395 | 4013.4816 | 2.8 | 1022 | 6.5 | 65.65 | 670.943 | 24.0542 | 30.213
32.6111 | -85.0781 | Goat Rock | 3.45 | 38.6 | 32.1493 | 193.6505 | 4.261 | 1555.2651 | 1.0095 | 10.1956 | 158.5693 | 19.9267 | 39.2853
32.62 | -86.2565 | Jordan | 11.06 | 146.1295 | 28.3446 | 733.11 | 4.251 | 1551.615 | 3.2362 | 32.6852 | 507.1481 | 18.7989 | 36.3818
32.6652 | -85.0897 | Bartletts Ferry Main Dam | 18.6 | 173 | 32.157 | 867.9154 | 4.271 | 1558.915 | 5.4424 | 54.9678 | 856.9018 | 18.6652 | 40.0279
32.6753 | 110.5222 | Huanglongtan | 12.7 | 510 | 22.0717 | 2558.5945 | 2.836 | 1035.14 | 3.716 | 37.5318 | 388.5067 | 19.8212 | 25.4897
32.682 | -85.9104 | Martin | 134.03 | 210.6 | 89.3155 | 1056.549 | 4.237 | 1546.505 | 6.5 | 65.65 | 1015.2805 | 47.9975 | 69.0692
32.7587 | 105.2234 | Bikou | 7.18 | 300 | 22.3568 | 1505.0556 | 2.595 | 947.175 | 2.1009 | 21.2188 | 200.9789 | 20.3121 | 25.3777
32.8075 | -86.4448 | Mitchell | 19.72 | 170 | 33.3577 | 852.8648 | 4.2 | 1532.9999 | 5.7701 | 58.2777 | 893.3975 | 18.8498 | 40.8488
32.8285 | 108.2825 | Xihe | 9.45 | 180 | 26.1088 | 903.0334 | 2.674 | 976.01 | 2.7651 | 27.9272 | 272.5723 | 21.2146 | 31.1844
32.9653 | -86.5187 | Lay | 32.39 | 152.4781 | 44.5722 | 764.96 | 4.195 | 1531.1751 | 6.5 | 65.65 | 1005.2164 | 22.1007 | 46.5187
33.0396 | 108.2313 | Shiquan | 21.88 | 325.5029 | 27.0418 | 1633 | 2.802 | 1022.73 | 6.4021 | 64.6611 | 661.3084 | 20.6885 | 33.0827
33.1414 | -83.2021 | Sinclair | 37.95 | 45 | 118.046 | 225.7583 | 4.281 | 1562.5651 | 6.5 | 65.65 | 1025.824 | 25.391 | 60.6348
33.1442 | 74.8103 | Salal | 6.69 | 345 | 22.5185 | 1730.8139 | 3.889 | 1419.485 | 1.9575 | 19.7707 | 280.642 | 20.0743 | 26.0738
33.1604 | 75.327 | Baglihar | 7.01 | 900 | 20.0919 | 4515.1668 | 3.743 | 1366.195 | 2.0511 | 20.7164 | 283.026 | 19.2017 | 21.7381
33.2608 | -85.6104 | R.L. Harris | 24.96 | 135 | 41.1718 | 677.275 | 4.196 | 1531.54 | 6.5 | 65.65 | 1005.456 | 19.5586 | 45.2518
33.2934 | 47.2019 | Seimare | 40.19 | 480 | 28.7692 | 2408.089 | 4.669 | 1704.1851 | 6.5 | 65.65 | 1118.7975 | 21.2291 | 34.8696
33.3201 | -83.8455 | Lloyd Shoals | 9.41 | 14.4 | 108.8189 | 72.2427 | 4.252 | 1551.9799 | 2.7534 | 27.809 | 431.5901 | 19.8862 | 56.7206
33.3528 | -83.1571 | Wallace | 69.96 | 321.2 | 44.223 | 1611.4129 | 4.278 | 1561.47 | 6.5 | 65.65 | 1025.105 | 28.9727 | 45.6915
33.4247 | -86.3344 | Logan Martin | 55.76 | 128.1 | 69.9551 | 642.6587 | 4.202 | 1533.7301 | 6.5 | 65.65 | 1006.8938 | 30.3062 | 56.5536
33.6621 | -82.1969 | J. Strom Thurmond Dam | 131.48 | 320 | 64.7479 | 1605.3926 | 4.272 | 1559.2799 | 6.5 | 65.65 | 1023.6673 | 41.4841 | 58.2268
33.7854 | -86.0563 | H. Neely Henry | 26.3 | 72.9 | 62.402 | 365.7285 | 4.17 | 1522.05 | 6.5 | 65.65 | 999.2258 | 20.3804 | 51.8589
33.9441 | -87.1063 | Lewis Smith | 62.65 | 157.4 | 65.1892 | 789.6525 | 4.148 | 1514.0199 | 6.5 | 65.65 | 993.9541 | 31.6475 | 55.6102
34.0255 | -82.6006 | Richard B. Russell Dam | 102.25 | 628 | 37.3017 | 3150.5831 | 4.27 | 1558.55 | 6.5 | 65.65 | 1023.1881 | 29.383 | 39.9244
34.0519 | -81.2196 | Saluda | 180.93 | 197.5 | 120.057 | 990.8283 | 4.297 | 1568.405 | 6.5 | 65.65 | 1029.6579 | 61.4229 | 83.3361
34.1598 | -4.748 | Idriss 1 | 33.8 | 40 | 153.1801 | 200.6741 | 4.578 | 1670.97 | 6.5 | 65.65 | 1096.9918 | 27.9149 | 64.2653
34.1634 | 71.3558 | Warsak | 8.57 | 243 | 25.3728 | 1219.095 | 4.097 | 1495.405 | 2.5076 | 25.3266 | 378.7349 | 20.5438 | 30.7361
34.174 | -85.7531 | Weiss Main Dam | 44.33 | 87.6 | 79.9959 | 439.4762 | 4.174 | 1523.5099 | 6.5 | 65.65 | 1000.1843 | 27.8935 | 57.7672
34.2619 | -81.3319 | Parr Shoals Dam | 11.74 | 14.4 | 119.7606 | 72.2427 | 4.273 | 1559.6449 | 3.4351 | 34.6948 | 541.1149 | 18.5168 | 56.4521
34.3146 | -81.327 | Fairfield Dam Main Dam | 26.9 | 511.2 | 25.3339 | 2564.6147 | 4.261 | 1555.2651 | 6.5 | 65.65 | 1021.0315 | 19.5437 | 31.7882
34.3299 | 63.8257 | Afghan-India Friendship | 11.7 | 42 | 64.6211 | 210.7078 | 5.168 | 1886.3201 | 3.4234 | 34.5765 | 652.2243 | 19.5581 | 52.0585
34.3367 | -80.703 | Wateree | 43.73 | 56 | 110.6169 | 280.9437 | 4.247 | 1550.1551 | 6.5 | 65.65 | 1017.6768 | 27.8492 | 61.5466
34.3605 | -82.823 | Hartwell Dam | 189.27 | 420 | 68.6153 | 2107.0778 | 4.3 | 1569.5001 | 6.5 | 65.65 | 1030.3768 | 47.7233 | 61.845
34.3661 | -85.2908 | Lower Reservoir Dam A | 1.4 | 1095 | 19.1942 | 5493.4529 | 4.076 | 1487.7401 | 0.40964 | 4.1374 | 61.5532 | 19.0369 | 19.5134
34.4433 | -93.028 | Carpenter | 21.07 | 56 | 64.6141 | 280.9437 | 4.096 | 1495.0401 | 6.1651 | 62.2673 | 930.9215 | 18.8202 | 51.8516
34.4844 | 70.363 | Darunta | 11.41 | 11.55 | 181.1858 | 57.9446 | 4.511 | 1646.5151 | 3.3386 | 33.7195 | 555.1969 | 21.6504 | 60.5867
34.5416 | -80.8776 | Rocky Creek | 2.49 | 28 | 32.2328 | 140.4719 | 4.233 | 1545.0449 | 0.72857 | 7.3586 | 113.6936 | 20.051 | 39.2858
34.5529 | -111.1865 | Blue Ridge | 0.92 | 23.5 | 25.2028 | 117.896 | 5.088 | 1857.1199 | 0.26919 | 2.7188 | 50.4921 | 19.1449 | 32.0387
34.5741 | -93.1951 | Blakely Mountain Dam | 144.35 | 75 | 236.5396 | 376.2639 | 4.075 | 1487.3749 | 6.5 | 65.65 | 976.4616 | 69.4033 | 100.4427
34.594 | -5.1932 | Al Wahda | 74.28 | 240 | 66.7984 | 1204.0445 | 4.46 | 1627.9 | 6.5 | 65.65 | 1068.7164 | 37.739 | 57.9588
34.603 | -80.8906 | Fishing Creek | 9.06 | 42.3 | 48.5907 | 212.2128 | 4.241 | 1547.9651 | 2.651 | 26.7747 | 414.4623 | 19.7612 | 48.2
34.6448 | 69.7156 | Naghlu | 10.06 | 100 | 35.8121 | 501.6852 | 4.726 | 1724.9899 | 2.9436 | 29.7299 | 512.8381 | 20.2367 | 41.973
34.6612 | -2.9408 | Mohammed 5 | 16.31 | 21.9979 | 140.5136 | 110.36 | 4.612 | 1683.38 | 4.7723 | 48.2003 | 811.394 | 21.2248 | 59.0765
34.6857 | -83.3396 | Yonah | 1.04 | 22.5 | 26.0591 | 112.8792 | 4.28 | 1562.2001 | 0.3043 | 3.0735 | 48.0138 | 19.7746 | 32.6067
34.7154 | -83.3527 | Tugalo | 1.72 | 44.8 | 24.6942 | 224.755 | 4.168 | 1521.3201 | 0.50327 | 5.083 | 77.3294 | 19.6528 | 30.6602
34.7687 | -83.4197 | Mathis and Terrora | 2.07 | 16 | 38.2539 | 80.2696 | 4.278 | 1561.47 | 0.60568 | 6.1174 | 95.5212 | 20.1844 | 43.5497
34.7987 | -87.6234 | Wilson | 60.95 | 666.7 | 29.2465 | 3344.7352 | 4.112 | 1500.88 | 6.5 | 65.65 | 985.3277 | 23.7291 | 33.5139
34.7998 | -82.8893 | Keowee | 58.59 | 157.6 | 62.1738 | 790.6559 | 4.322 | 1577.53 | 6.5 | 65.65 | 1035.6485 | 29.752 | 54.1362
34.8063 | -87.3802 | Wheeler | 154.76 | 404 | 61.2161 | 2026.8082 | 4.105 | 1498.325 | 6.5 | 65.65 | 983.6504 | 42.8478 | 56.8978
34.9612 | -82.9194 | Main Dam | 29.19 | 710 | 23.9397 | 3561.9649 | 4.292 | 1566.5799 | 6.5 | 65.65 | 1028.4597 | 19.6964 | 29.3303
35.0224 | -81.0107 | Winthrop University Dam | 36.15 | 60 | 89.9692 | 301.0111 | 4.254 | 1552.7101 | 6.5 | 65.65 | 1019.3542 | 24.3709 | 57.568
35.0944 | -84.6466 | Ocoee 1 | 6.12 | 19 | 64.4116 | 95.3202 | 3.997 | 1458.905 | 1.7907 | 18.0862 | 263.8603 | 20.7668 | 52.3553
35.168 | -84.2933 | Apalachia | 3.4 | 93.6 | 24.3188 | 469.5773 | 3.994 | 1457.81 | 0.99484 | 10.0479 | 146.4791 | 19.7254 | 29.9495
35.1961 | -83.1535 | Thorpe | 4.98 | 21.6 | 52.4005 | 108.364 | 4.234 | 1545.4101 | 1.4571 | 14.7172 | 227.441 | 20.2961 | 49.42
35.1972 | -83.6531 | Nantahala | 4.94 | 43.2 | 35.1281 | 216.728 | 4.101 | 1496.8649 | 1.4454 | 14.599 | 218.5271 | 20.0018 | 41.5907
35.2072 | -80.0687 | Tillery | 19.14 | 84 | 47.0817 | 421.4156 | 4.219 | 1539.9349 | 5.6004 | 56.5637 | 871.0438 | 18.721 | 47.7006
35.3396 | -80.9854 | Mountain Island | 7.07 | 60 | 35.7552 | 301.0111 | 4.25 | 1551.25 | 2.0687 | 20.8937 | 324.1133 | 19.8093 | 42.1038
35.376 | -83.8768 | Santeetlah | 7.95 | 45 | 43.7843 | 225.7583 | 4.071 | 1485.915 | 2.3262 | 23.4943 | 349.1056 | 20.2312 | 46.3444
35.4202 | -80.0941 | Yadkin Narrows | 22.1 | 102.6381 | 45.4594 | 514.92 | 4.215 | 1538.4751 | 6.4665 | 65.3112 | 1004.7972 | 18.7087 | 47.1392
35.4357 | -80.9521 | Cowans Ford | 111.96 | 350 | 54.8984 | 1755.8982 | 4.25 | 1551.25 | 6.5 | 65.65 | 1018.3956 | 36.5816 | 52.3661
35.4483 | -83.9346 | Cheoah | 1.81 | 110 | 21.4425 | 551.8537 | 3.829 | 1397.585 | 0.52961 | 5.349 | 74.7571 | 19.4809 | 24.6109
35.4947 | -83.9784 | Calderwood | 1.57 | 121.5 | 20.948 | 609.5475 | 3.824 | 1395.76 | 0.45938 | 4.6398 | 64.7599 | 19.4164 | 23.5461
35.6027 | -80.2356 | High Rock | 39.38 | 33 | 159.7596 | 165.5561 | 4.207 | 1535.5549 | 6.5 | 65.65 | 1008.0918 | 26.8306 | 63.7649
35.662 | 137.6234 | Yomikaki | 0.18 | 90.5588 | 19.3409 | 454.32 | 3.601 | 1314.365 | 0.052668 | 0.53195 | 6.9917 | 19.1236 | 19.7753
35.6646 | 136.5062 | Tokuyama | 13 | 153 | 29.4091 | 767.5784 | 2.983 | 1088.795 | 3.8038 | 38.4184 | 418.2974 | 20.7992 | 35.9667
35.6935 | -83.0479 | Walters | 0.92 | 108 | 20.3534 | 541.82 | 4.022 | 1468.0299 | 0.26919 | 2.7188 | 39.9134 | 19.3 | 22.2503
35.7443 | -81.8406 | Catawba | 24.51 | 20 | 166.6296 | 100.337 | 4.263 | 1555.995 | 6.5 | 65.65 | 1021.5107 | 19.456 | 58.6101
35.7579 | -81.0906 | Lookout Shoals | 3.85 | 25.8 | 40.322 | 129.4348 | 4.237 | 1546.505 | 1.1265 | 11.3778 | 175.9575 | 19.9706 | 44.7458
35.7728 | -81.44 | Rhodhiss | 6.5 | 25.5 | 55.0998 | 127.9297 | 4.23 | 1543.95 | 1.9019 | 19.2092 | 296.5803 | 20.098 | 50.1396
35.801 | -85.6215 | Great Falls | 4.14 | 10.8 | 74.8381 | 54.182 | 4.001 | 1460.365 | 1.2114 | 12.2348 | 178.6724 | 21.2504 | 54.2449
35.819 | 137.6757 | Kiso | 0.35 | 41.0975 | 20.4098 | 206.18 | 3.748 | 1368.02 | 0.10241 | 1.0343 | 14.15 | 19.4202 | 22.1817
35.8218 | -81.1943 | Oxford | 13.22 | 36 | 64.7861 | 180.6067 | 4.241 | 1547.9651 | 3.8682 | 39.0685 | 604.7673 | 18.7486 | 51.8602
35.8706 | -95.2323 | Fort Gibson Lake | 67.45 | 44.8 | 192.8763 | 224.755 | 4.158 | 1517.67 | 6.5 | 65.65 | 996.3504 | 39.5803 | 74.6657
35.8767 | 102.2272 | Gongboxia | 17.05 | 1500 | 20.8251 | 7525.278 | 4.277 | 1561.105 | 4.9888 | 50.3872 | 786.5968 | 19.3275 | 23.3968
36.0688 | 101.1813 | Laxiwa | NA | 4200 | NA | 21070.7784 | 4.268 | 1557.82 | NA | NA | NA | NA | NA
36.1378 | 136.9115 | Miboro | 8.18 | 215 | 24.333 | 1078.6232 | 3.197 | 1166.905 | 2.3935 | 24.174 | 282.0879 | 20.3251 | 29.2394
36.153 | 137.7473 | Midono | 0.44 | 245 | 19.2974 | 1229.1287 | 3.408 | 1243.92 | 0.12874 | 1.3003 | 16.1749 | 19.1117 | 19.6702
36.2313 | -95.1803 | Robert S. Kerr Dam | 15.63 | 110 | 36.6639 | 551.8537 | 4.215 | 1538.4751 | 4.5733 | 46.1907 | 710.6326 | 18.8408 | 43.0448
36.2693 | -95.1381 | Forebay | 1.46 | 288 | 19.7683 | 1444.8534 | 4.19 | 1529.35 | 0.4272 | 4.3147 | 65.9866 | 19.1233 | 21.0013
36.2919 | -86.6589 | Old Hickory Dam | 58.47 | 103.7 | 84.4745 | 520.2476 | 3.979 | 1452.335 | 6.5 | 65.65 | 953.4579 | 33.0561 | 60.8762
36.2922 | -85.9441 | Cordell Hull Dam | 42 | 99.9 | 67.8168 | 501.1835 | 3.884 | 1417.66 | 6.5 | 65.65 | 930.6938 | 26.987 | 54.9362
36.4703 | -95.0396 | Pensacola | 101.64 | 118.1 | 114.7609 | 592.4902 | 4.212 | 1537.38 | 6.5 | 65.65 | 1009.2899 | 45.6 | 72.6945
36.4722 | 5.2729 | Ighil Emda | 2.13 | 24 | 32.0429 | 120.4044 | 4.36 | 1591.4 | 0.62324 | 6.2947 | 100.1739 | 19.7616 | 39.2897
36.4969 | -77.8119 | Gaston | 68.84 | 177.6 | 64.3221 | 890.9929 | 4.17 | 1522.05 | 6.5 | 65.65 | 999.2258 | 32.9627 | 55.6938
36.5383 | -85.4503 | Dale Hollow Dam | 89.62 | 54 | 208.7401 | 270.91 | 3.882 | 1416.93 | 6.5 | 65.65 | 930.2145 | 50.953 | 84.2544
36.5963 | -78.2948 | John H. Kerr Dam | 180.87 | 204 | 116.4872 | 1023.4378 | 4.198 | 1532.27 | 6.5 | 65.65 | 1005.9352 | 61.2244 | 82.5389
36.782 | -80.0287 | Philpott Dam | 8.25 | 14 | 99.9025 | 70.2359 | 4.143 | 1512.195 | 2.4139 | 24.3809 | 368.6867 | 20.1862 | 56.3054
36.8678 | -85.1437 | Wolf Creek | 159.47 | 165.7115 | 126.1388 | 831.35 | 3.864 | 1410.36 | 6.5 | 65.65 | 925.9014 | 62.3104 | 84.9672
36.9396 | -111.4852 | Glen Canyon | 120.75 | 1320 | 27.4489 | 6622.2446 | 5.127 | 1871.3549 | 6.5 | 65.65 | 1228.5445 | 23.936 | 30.6649
37.0039 | -118.9674 | Wishon Main | 2.2 | 12.8 | 44.4558 | 64.2157 | 5.086 | 1856.39 | 0.64372 | 6.5016 | 120.6945 | 18.7022 | 46.7692
37.0187 | -88.2187 | Barkley Dam | 255.13 | 130 | 230.6484 | 652.1908 | 4.009 | 1463.2849 | 6.5 | 65.65 | 960.6466 | 96.2465 | 121.8584
37.0424 | -79.5365 | Smith Mountain | 71.08 | 547.5 | 33.9468 | 2746.7265 | 4.053 | 1479.345 | 6.5 | 65.65 | 971.19 | 26.3853 | 37.6178
37.0474 | 139.2993 | Otsumata | 0.13 | 10.9794 | 21.07 | 55.082 | 3.155 | 1151.575 | 0.038038 | 0.38418 | 4.4242 | 19.8752 | 23.0722
37.0738 | -80.5866 | Claytor | 14.61 | 74.8 | 43.3255 | 375.2605 | 4.042 | 1475.3299 | 4.2749 | 43.1763 | 636.9936 | 19.2079 | 46.2671
37.0896 | -79.4034 | Leesville | 8.88 | 13.2031 | 112.44 | 66.238 | 4.143 | 1512.195 | 2.5983 | 26.2427 | 396.8409 | 20.368 | 57.2174
37.1515 | 139.2521 | Okutadami | 10.46 | 560 | 21.3722 | 2809.4371 | 3.071 | 1120.915 | 3.0606 | 30.912 | 346.4975 | 19.5747 | 24.2958
37.1998 | 35.2788 | Catalan | 62.46 | 169 | 76.2183 | 847.848 | 4.352 | 1588.4801 | 6.5 | 65.65 | 1042.8372 | 36.9367 | 60.6541
37.3096 | 139.2853 | Tagokura | 10.3 | 400 | 22.2549 | 2006.7408 | 2.975 | 1085.875 | 3.0138 | 30.4392 | 330.5314 | 19.8147 | 25.8957
37.3212 | 139.0977 | Kuromatagawadaiichi | 1.22 | 22.4743 | 27.2385 | 112.75 | 2.827 | 1031.855 | 0.35697 | 3.6054 | 37.2027 | 21.7212 | 32.3894
37.3345 | 139.3007 | Tadami | 0.61 | 65 | 20.528 | 326.0954 | 3.057 | 1115.805 | 0.17849 | 1.8027 | 20.1147 | 19.6258 | 22.1241
37.5863 | -120.271 | Exchequer Main | 19.35 | 94 | 52.3179 | 471.5841 | 4.817 | 1758.205 | 5.6618 | 57.1843 | 1005.4169 | 20.1079 | 49.3786
37.7648 | 21.9829 | Ladhon | 1.81 | 82.8946 | 23.1818 | 415.87 | 4.097 | 1495.405 | 0.52961 | 5.349 | 79.9895 | 20.2488 | 27.1854
37.7843 | -84.7039 | Dix River Dam | 7.28 | 13.7279 | 94.4232 | 68.871 | 3.867 | 1411.455 | 2.1301 | 21.5143 | 303.6646 | 21.5318 | 56.5823
37.84 | 127.676 | Uiam | 12.37 | 30.4892 | 69.2608 | 152.96 | 3.72 | 1357.8 | 3.6195 | 36.5566 | 496.3651 | 20.1378 | 53.0084
37.8771 | -120.6021 | Tulloch | 3.17 | 17 | 53.6705 | 85.2865 | 4.846 | 1768.7901 | 0.92754 | 9.3682 | 165.7033 | 21.5383 | 49.9268
37.9699 | 127.6695 | Choonchon | 12.17 | 53.3542 | 46.9908 | 267.67 | 3.728 | 1360.72 | 3.5609 | 35.9655 | 489.3899 | 19.8465 | 47.6432
38.0188 | -77.7112 | North Anna Dam | 44.63 | 3030.3864 | 20.7421 | 15203 | 4.08 | 1489.2 | 6.5 | 65.65 | 977.6598 | 19.7909 | 22.389
38.0477 | 69.0559 | Sangtuda I | 8.13 | 670 | 20.6759 | 3361.2908 | 3.908 | 1426.42 | 2.3788 | 24.0263 | 342.7154 | 19.2255 | 23.2041
38.1145 | 127.7772 | Hwachon | 21.75 | 113.33 | 42.209 | 568.56 | 3.716 | 1356.34 | 6.364 | 64.2769 | 871.8134 | 19.6876 | 45.7141
38.1953 | -7.4948 | Alqueva | 244 | 240 | 110.0785 | 1204.0445 | 4.397 | 1604.9049 | 6.5 | 65.65 | 1053.6201 | 61.0399 | 81.1074
38.199 | -79.8073 | Upper Dam | 1.35 | 3003 | 19.0681 | 15065.6066 | 3.906 | 1425.69 | 0.39501 | 3.9896 | 56.8793 | 19.0151 | 19.1769
38.2062 | -92.6271 | Bagnell Dam | 175.89 | 216 | 108.9303 | 1083.64 | 4.106 | 1498.69 | 6.5 | 65.65 | 983.89 | 59.4722 | 79.935
38.2063 | -120.0728 | Beardsley | 1.83 | 10 | 46.3224 | 50.1685 | 4.547 | 1659.655 | 0.53546 | 5.4081 | 89.7562 | 19.8157 | 47.3985
38.2214 | -1.5993 | Alfonso 13 | 1.18 | 11.135 | 39.5802 | 55.8626 | 4.517 | 1648.7051 | 0.34527 | 3.4872 | 57.4938 | 22.0413 | 43.8507
38.2283 | 39.1367 | Karakaya | 194.88 | 1800 | 30.9479 | 9030.3336 | 4.158 | 1517.67 | 6.5 | 65.65 | 996.3504 | 28.3695 | 32.6424
38.2649 | -93.4062 | Harry S. Truman Dam | 186.84 | 91.978 | 242.799 | 461.44 | 4.094 | 1494.3099 | 6.5 | 65.65 | 981.0145 | 81.0717 | 110.316
38.3313 | -119.9588 | Donnells | 1.33 | 72 | 21.8229 | 361.2133 | 4.43 | 1616.9499 | 0.38916 | 3.9305 | 63.5541 | 19.3058 | 25.7395
38.4537 | -107.3336 | Blue Mesa | 30.23 | 86.4 | 75.8787 | 433.456 | 4.741 | 1730.4651 | 6.5 | 65.65 | 1136.0503 | 24.5748 | 55.6993
38.6781 | 21.327 | Stratos | 7.14 | 156.7 | 27.3829 | 786.1407 | 4.193 | 1530.4449 | 2.0892 | 21.1006 | 322.9324 | 20.8656 | 33.386
38.7412 | 21.3661 | Kastraki | 20.21 | 320 | 29.1414 | 1605.3926 | 4.115 | 1501.9749 | 5.9134 | 59.7258 | 897.0666 | 20.4873 | 35.9017
38.8068 | 38.7609 | Keban | 398.79 | 1330 | 51.0393 | 6672.4132 | 4.362 | 1592.13 | 6.5 | 65.65 | 1045.2333 | 44.804 | 50.6277
38.8887 | 21.4982 | Kremasta | 62.54 | 437.2 | 41.2551 | 2193.3677 | 4.082 | 1489.9299 | 6.5 | 65.65 | 978.139 | 30.0735 | 43.3353
39.0934 | 16.5229 | Passante | 0.67 | 25.2511 | 22.7319 | 126.681 | 4.084 | 1490.66 | 0.19604 | 1.98 | 29.5154 | 19.3812 | 27.5066
39.132 | 40.0894 | Ozluce | 11.26 | 170 | 27.2588 | 852.8648 | 4.16 | 1518.3999 | 3.2947 | 33.2762 | 505.2662 | 18.9778 | 34.9752
39.1858 | 21.0277 | Pournari | 14.65 | 100.9657 | 42.7551 | 506.53 | 4.161 | 1518.7649 | 4.2866 | 43.2946 | 657.5426 | 21.4286 | 45.7178
39.2371 | 21.7456 | Plastiras | 19.71 | 129.9 | 43.7814 | 651.6891 | 3.662 | 1336.63 | 5.7671 | 58.2482 | 778.5626 | 22.6706 | 46.0778
39.2595 | -0.91875 | Cortes de Pallas | 2.56 | 225.1013 | 21.1344 | 1129.3 | 4.305 | 1571.3249 | 0.74906 | 7.5655 | 118.878 | 19.5978 | 23.6931
39.2715 | 33.5184 | Hirfanli | 183.88 | 128 | 176.6744 | 642.1571 | 4.286 | 1564.3899 | 6.5 | 65.65 | 1027.022 | 71.0456 | 97.5029
39.5108 | -79.3893 | Deep Creek Dam | 14.58 | 20 | 108.7847 | 100.337 | 3.662 | 1336.63 | 4.2661 | 43.0877 | 575.923 | 20.3986 | 57.0186
39.5433 | -7.801 | Fratel | 4.38 | 132 | 25.1792 | 662.2245 | 4.333 | 1581.5451 | 1.2816 | 12.944 | 204.7158 | 20.4142 | 30.568
39.5439 | -8.3183 | Castelo do Bode | 19.6 | 139 | 41.7837 | 697.3424 | 4.26 | 1554.9001 | 5.735 | 57.9231 | 900.6463 | 21.052 | 45.2873
39.5448 | -1.501 | Contreras | 6.78 | 18.6753 | 85.3428 | 93.691 | 4.387 | 1601.255 | 1.9838 | 20.0367 | 320.8381 | 23.1589 | 56.4402
39.5656 | -7.81 | Pracana | 2.43 | 41 | 30.0617 | 205.6909 | 4.319 | 1576.4349 | 0.71102 | 7.1813 | 113.2082 | 21.1649 | 36.4298
39.6487 | 45.8476 | Spandarian | 6.83 | 76 | 31.8025 | 381.2808 | 4.115 | 1501.9749 | 1.9985 | 20.1844 | 303.165 | 19.9308 | 38.977
39.6877 | 20.8412 | Pigae Aoos | 19.43 | 230 | 32.7488 | 1153.876 | 4.082 | 1489.9299 | 5.6852 | 57.4207 | 855.5282 | 20.9344 | 39.2422
39.7181 | -79.8555 | Lake Lynn Dam | 5.52 | 51.2 | 34.3157 | 256.8628 | 3.539 | 1291.735 | 1.6152 | 16.313 | 210.7212 | 21.1043 | 40.4826
39.7316 | -6.8846 | Alcantara 2 | 45.32 | 957 | 26.5233 | 4801.1274 | 4.432 | 1617.6801 | 6.5 | 65.65 | 1062.007 | 22.6248 | 30.4135
39.7761 | -5.0894 | Azutan | 9.23 | 47.9883 | 53.4978 | 240.75 | 4.571 | 1668.415 | 2.7007 | 27.277 | 455.0944 | 21.7794 | 49.9021
39.8188 | -76.2979 | Muddy Run Main Dam | 1.89 | 1070 | 19.2622 | 5368.0316 | 3.887 | 1418.755 | 0.55301 | 5.5854 | 79.2437 | 19.0547 | 19.6802
39.8334 | -5.9848 | Torrejon Tajo | 8.51 | 35.2332 | 63.154 | 176.76 | 4.422 | 1614.03 | 2.49 | 25.1493 | 405.9166 | 22.6415 | 52.5971
39.919 | -8.1308 | Cabril | 5.72 | 97 | 29.7299 | 486.6346 | 4.154 | 1516.2099 | 1.6737 | 16.9041 | 256.3014 | 21.1985 | 36.0328
4.9039 | -73.2957 | Chivor | 8.5 | 1000 | 21.4526 | 5016.852 | 3.21 | 1171.65 | 2.4871 | 25.1197 | 294.3151 | 20.5409 | 22.9237
4.9615 | 100.976 | Chenderoh | 8.55 | 40.5 | 79.6013 | 203.1825 | 3.778 | 1378.97 | 2.5017 | 25.2675 | 348.4309 | 32.4788 | 59.6401
4.9843 | -54.9992 | Brokopondo | 1066.75 | 179.0465 | 1192.0345 | 898.25 | 4.36 | 1591.4 | 6.5 | 65.65 | 1044.7541 | 553.7655 | 576.8867
40.0398 | 31.4131 | Sariyar | 44.57 | 160 | 51.4118 | 802.6963 | 3.914 | 1428.61 | 6.5 | 65.65 | 937.8825 | 26.4036 | 49.5734
40.0906 | -7.8585 | Santa Luzia | 1.36 | 22.8171 | 30.594 | 114.47 | 4.163 | 1519.495 | 0.39794 | 4.0192 | 61.0708 | 21.6898 | 36.6495
40.1311 | 9.1324 | Cucchinadorza | 0.71 | 17.0306 | 24.8742 | 85.44 | 4.041 | 1474.965 | 0.20775 | 2.0982 | 30.9482 | 19.5895 | 31.0235
40.277 | 69.8188 | Kayrakkum | 429.94 | 126 | 384.3461 | 632.1234 | 3.891 | 1420.215 | 6.5 | 65.65 | 932.3712 | 158.2722 | 183.8983
40.3009 | 22.1005 | Polyphyto | 56.22 | 134.7379 | 84.7073 | 675.96 | 3.711 | 1354.515 | 6.5 | 65.65 | 889.2391 | 39.423 | 63.8527
40.3413 | -8.1963 | Aguieira | 11.28 | 336 | 23.2008 | 1685.6623 | 4.007 | 1462.555 | 3.3005 | 33.3353 | 487.5476 | 19.1175 | 28.7643
40.3532 | 124.7344 | Taipingwan | 31.72 | 301.4639 | 31.6834 | 1512.4 | 3.794 | 1384.81 | 6.5 | 65.65 | 909.1277 | 21.6655 | 37.8093
40.3933 | 22.1908 | Sfikia | 2.94 | 315 | 20.7562 | 1580.3084 | 3.71 | 1354.15 | 0.86024 | 8.6885 | 117.6548 | 19.6644 | 22.644
40.5643 | 127.2351 | Changjin | 27.35 | 77.7998 | 60.2912 | 390.31 | 4.229 | 1543.585 | 6.5 | 65.65 | 1013.3636 | 20.3744 | 51.4177
40.6344 | 39.2315 | Torul | 3.04 | 105.6 | 23.129 | 529.7796 | 3.396 | 1239.54 | 0.8895 | 8.984 | 111.3602 | 19.9801 | 27.4488
40.6774 | -99.8437 | Johnson Lake Dam | 8.41 | 146.1295 | 27.0812 | 733.11 | 4.407 | 1608.555 | 2.4608 | 24.8537 | 399.786 | 19.289 | 34.4632
40.7686 | 73.0649 | Andizhan | 41.74 | 107.18 | 64.6362 | 537.7062 | 3.75 | 1368.75 | 6.5 | 65.65 | 898.5844 | 27.3261 | 54.2281
40.7695 | 34.7867 | Obruk | 40.38 | 203 | 42.1982 | 1018.421 | 3.872 | 1413.28 | 6.5 | 65.65 | 927.8183 | 24.4649 | 44.9641
40.7943 | 47.0268 | Mingechaur | 415.51 | 402 | 108.0692 | 2016.7745 | 3.729 | 1361.085 | 6.5 | 65.65 | 893.5523 | 76.424 | 89.6262
40.9017 | 125.9743 | Laohushao | 30.51 | 442.668 | 27.2342 | 2220.8 | 3.784 | 1381.16 | 6.5 | 65.65 | 906.7315 | 20.788 | 33.2546
40.9188 | 46.2808 | Yenikend | 23.12 | 150 | 43.1063 | 752.5278 | 3.777 | 1378.605 | 6.5 | 65.65 | 905.0542 | 22.2999 | 45.7783
40.9587 | -100.4035 | Jeffrey Reg Dam | 1.51 | 21.6 | 29.6135 | 108.364 | 4.438 | 1619.8701 | 0.44183 | 4.4624 | 72.2858 | 19.7646 | 36.9707
40.9612 | 125.2687 | Taipingshao | 17.08 | 258.1101 | 27.0368 | 1294.9 | 3.848 | 1404.52 | 4.9976 | 50.4758 | 708.9433 | 19.2403 | 34.4534
40.9617 | 20.0676 | Banja | 11.08 | 70 | 44.6977 | 351.1796 | 4.054 | 1479.71 | 3.242 | 32.7443 | 484.5204 | 21.6819 | 46.6123
40.9847 | -7.5358 | Vilar | 5.66 | 64 | 35.3452 | 321.0785 | 4.24 | 1547.5999 | 1.6561 | 16.7268 | 258.8635 | 21.8003 | 40.9938
41.0484 | -6.8021 | Saucelle | 5.13 | 525 | 20.79 | 2633.8473 | 4.071 | 1485.915 | 1.501 | 15.1605 | 225.2719 | 19.5459 | 22.9339
41.0866 | -8.1303 | Carrapatelo | 7.98 | 201 | 26.2288 | 1008.3873 | 3.961 | 1445.765 | 2.3349 | 23.583 | 340.9544 | 20.8647 | 31.73
41.0973 | -8.2596 | Torrao | 2.33 | 146 | 21.3899 | 732.4604 | 3.97 | 1449.05 | 0.68176 | 6.8858 | 99.778 | 19.4249 | 24.5802
41.1183 | -7.7766 | Varosa | 0.19 | 28.5019 | 20.009 | 142.99 | 4.096 | 1495.0401 | 0.055594 | 0.5615 | 8.3946 | 19.1767 | 21.5611
41.135 | -7.1129 | Pocinho | 5.04 | 186 | 23.9873 | 933.1345 | 4.146 | 1513.29 | 1.4747 | 14.8945 | 225.3971 | 20.2932 | 28.659
41.1466 | -7.739 | Regua | 8.74 | 156 | 29.1557 | 782.6289 | 4.045 | 1476.425 | 2.5573 | 25.829 | 381.3454 | 21.2417 | 35.3295
41.1469 | -8.6432 | Crestuma | 14.09 | 108 | 35.2152 | 541.82 | 4.158 | 1517.67 | 4.1227 | 41.6396 | 631.9519 | 18.9475 | 42.0985
41.159 | -7.374 | Valeira | 5.03 | 216 | 23.3118 | 1083.64 | 3.911 | 1427.515 | 1.4718 | 14.865 | 212.1995 | 20.3132 | 27.3546
41.2134 | -6.6844 | Aldeadavila | 2.24 | 1230 | 19.3463 | 6170.728 | 3.92 | 1430.8 | 0.65542 | 6.6198 | 94.7158 | 19.1294 | 19.7794
41.2146 | -101.6734 | Kingsley | 109.29 | 50 | 267.5902 | 250.8426 | 4.428 | 1616.22 | 6.5 | 65.65 | 1061.0484 | 55.2091 | 89.9872
41.2739 | -6.3217 | Almendra | 37.05 | 842 | 25.9186 | 4224.1894 | 4.255 | 1553.075 | 6.5 | 65.65 | 1019.5938 | 21.8512 | 30.2121
41.2901 | 125.3987 | Huanren | 89.51 | 286.2153 | 55.0084 | 1435.9 | 3.749 | 1368.385 | 6.5 | 65.65 | 898.3448 | 35.7625 | 52.3112
41.3015 | -6.4681 | Bemposta | 2.22 | 401 | 20.0573 | 2011.7577 | 4.235 | 1545.775 | 0.64957 | 6.5607 | 101.4133 | 19.3347 | 21.3983
41.335 | 20.6364 | Globocica | 1.48 | 42 | 25.7686 | 210.7078 | 3.689 | 1346.485 | 0.43305 | 4.3738 | 58.8924 | 21.2318 | 30.6249
41.3478 | 41.689 | Borcka | 9.3 | 300 | 23.198 | 1505.0556 | 3.301 | 1204.865 | 2.7212 | 27.4839 | 331.1441 | 19.9162 | 27.6709
41.3521 | 24.3645 | Thissavros | 4.32 | 51.5223 | 31.0105 | 258.48 | 3.825 | 1396.125 | 1.264 | 12.7667 | 178.2394 | 20.3948 | 37.9445
41.3606 | 35.7222 | Altinkaya | 73.71 | 700 | 31.2497 | 3511.7964 | 3.499 | 1277.135 | 6.5 | 65.65 | 838.4391 | 26.1905 | 34.4781
41.3694 | 0.27178 | Mequinenza | 47.86 | 91.5773 | 101.4054 | 459.43 | 4.316 | 1575.34 | 6.5 | 65.65 | 1034.2107 | 34.6534 | 64.427
41.3795 | -6.3479 | Picote | 0.53 | 426 | 19.1765 | 2137.179 | 4.145 | 1512.925 | 0.15508 | 1.5663 | 23.6968 | 19.0211 | 19.4926
41.382 | 126.5135 | Yunfeng | 45.93 | 400 | 32.7792 | 2006.7408 | 3.663 | 1336.995 | 6.5 | 65.65 | 877.7372 | 24.3261 | 37.4108
41.4267 | -73.4498 | Rocky River Main Dam | 20.31 | 31 | 99.6043 | 155.5224 | 3.932 | 1435.18 | 5.9427 | 60.0213 | 861.4141 | 19.4681 | 55.892
41.4561 | -75.1863 | Wallenpaupack | 21 | 40 | 81.922 | 200.6741 | 3.732 | 1362.18 | 6.1446 | 62.0605 | 845.3752 | 19.7567 | 54.5076
41.4926 | -6.0841 | Villalcampo | 1.66 | 206 | 20.5512 | 1033.4715 | 4.251 | 1551.615 | 0.48572 | 4.9057 | 76.1181 | 19.4844 | 22.4342
41.4927 | -6.266 | Miranda | 0.18 | 96.2974 | 19.2846 | 483.11 | 4.202 | 1533.7301 | 0.052668 | 0.53195 | 8.1586 | 19.0474 | 19.7615
41.4943 | 20.5076 | Spilje | 10.12 | 84 | 38.8614 | 421.4156 | 3.878 | 1415.47 | 2.9611 | 29.9072 | 423.3279 | 21.8924 | 43.441
41.528 | -5.9842 | Ricobayo | 22.75 | 291 | 31.5905 | 1459.9039 | 4.32 | 1576.8001 | 6.5 | 65.65 | 1035.1692 | 20.5585 | 38.3986
41.5766 | -6.1844 | Castro | 2.7 | 390 | 20.3089 | 1956.5723 | 4.245 | 1549.425 | 0.79002 | 7.9792 | 123.6317 | 19.3991 | 21.9547
41.6073 | 44.0718 | Khrami 1 | 21.84 | 112 | 42.8246 | 561.8874 | 3.577 | 1305.605 | 6.3904 | 64.5429 | 842.675 | 20.1315 | 45.9296
41.6197 | 25.6385 | Studen Kladenetz | 21.51 | 17.3589 | 168.5266 | 87.087 | 3.694 | 1348.31 | 6.2938 | 63.5676 | 857.0889 | 20.083 | 59.1169
41.6254 | 69.9707 | Charvak | 25.94 | 620.5 | 24.0283 | 3112.9567 | 4.083 | 1490.2951 | 6.5 | 65.65 | 978.3787 | 19.478 | 29.7607
41.6305 | 25.3383 | Kardgali | 12.1 | 28.4182 | 72.6752 | 142.57 | 3.766 | 1374.59 | 3.5405 | 35.7586 | 491.5348 | 20.2159 | 53.5479
41.6521 | -8.2295 | Canicada | 4.33 | 60 | 29.4062 | 301.0111 | 3.87 | 1412.55 | 1.267 | 12.7963 | 180.7538 | 20.2492 | 36.3824
41.6768 | -7.9823 | Venda Nova | 3 | 191.6 | 21.2819 | 961.2288 | 4.022 | 1468.0299 | 0.8778 | 8.8658 | 130.1523 | 19.3402 | 24.4682
41.6814 | 19.8981 | Ulza | 8.67 | 25 | 82.3772 | 125.4213 | 3.907 | 1426.055 | 2.5368 | 25.6221 | 365.3853 | 24.7731 | 56.7848
41.6819 | 72.6531 | Toktogul | 223.44 | 1200 | 39.3963 | 6020.2224 | 3.1 | 1131.5 | 6.5 | 65.65 | 742.8297 | 35.6183 | 40.3413
41.6919 | 19.8327 | Shkopet | 1.08 | 24 | 27.7717 | 120.4044 | 3.784 | 1381.16 | 0.31601 | 3.1917 | 44.0822 | 21.6689 | 33.1929
41.6926 | -8.0883 | Salamonde | 1.42 | 42 | 24.0679 | 210.7078 | 3.931 | 1434.815 | 0.41549 | 4.1965 | 60.2116 | 19.8301 | 29.3868
41.7415 | -7.8585 | Alto Rabagao | 15.97 | 68 | 47.5803 | 341.1459 | 4.078 | 1488.47 | 4.6728 | 47.1955 | 702.4909 | 18.9187 | 47.8628
41.7651 | -8.2061 | Vilarinho das Furnas | 2.24 | 125 | 21.6854 | 627.1065 | 3.805 | 1388.825 | 0.65542 | 6.6198 | 91.9372 | 19.552 | 25.05
41.7699 | -7.9504 | Paradela | 2.25 | 54 | 25.2095 | 270.91 | 3.993 | 1457.445 | 0.65835 | 6.6493 | 96.9104 | 19.8848 | 31.2141
41.8129 | -8.3523 | Touvedo | 1.35 | 22 | 28.2201 | 110.3707 | 3.891 | 1420.215 | 0.39501 | 3.9896 | 56.6609 | 20.3433 | 34.9299
41.8452 | -112.0371 | Cutler | 10.02 | 30 | 74.4917 | 150.5056 | 4.333 | 1581.5451 | 2.9319 | 29.6117 | 468.3225 | 21.9011 | 54.4431
41.8736 | -8.2011 | Alto Lindoso | 6.21 | 630 | 20.3913 | 3160.6168 | 3.818 | 1393.57 | 1.817 | 18.3522 | 255.7503 | 19.2391 | 22.4581
41.8765 | 21.1936 | Kozjak | 12.63 | 80 | 38.4993 | 401.3482 | 3.574 | 1304.51 | 3.6955 | 37.3249 | 486.9075 | 20.1363 | 43.7072
41.9253 | -7.942 | Salas | 2.82 | 12.888 | 51.1717 | 64.657 | 3.982 | 1453.43 | 0.82513 | 8.3338 | 121.1264 | 21.0688 | 49.1038
41.9442 | -8.0335 | Las Conchas | 4.48 | 13.227 | 67.6389 | 66.358 | 3.907 | 1426.055 | 1.3108 | 13.2396 | 188.8035 | 21.2901 | 53.1074
41.9795 | 2.5254 | Susqueda | 2.01 | 22.6018 | 36.0566 | 113.39 | 3.533 | 1289.545 | 0.58813 | 5.9401 | 76.5999 | 23.5352 | 40.8719
41.9812 | -122.3299 | Copco 1 | 3.66 | 20 | 45.66 | 100.337 | 4.531 | 1653.8151 | 1.0709 | 10.8163 | 178.8808 | 19.6112 | 47.1591
41.9936 | -6.274 | Valparaiso | 12.33 | 15.2309 | 151.3315 | 76.411 | 4.38 | 1598.7 | 3.6078 | 36.4384 | 582.54 | 21.9684 | 59.9822
42.0185 | 24.2018 | Batak | 18.93 | 46.8 | 68.8106 | 234.7887 | 3.824 | 1395.76 | 5.5389 | 55.9431 | 780.831 | 19.7516 | 52.811
42.0201 | 19.6275 | Vau-Dejes | 15.78 | 250 | 29.2391 | 1254.213 | 3.987 | 1455.255 | 4.6172 | 46.634 | 678.6437 | 20.7285 | 35.8262
42.0284 | -110.0656 | Fontenelle | 31.32 | 10 | 518.5862 | 50.1685 | 4.855 | 1772.075 | 6.5 | 65.65 | 1163.3672 | 26.2321 | 67.4544
42.1075 | 19.8281 | Komani Dam | 7.15 | 600 | 21.1603 | 3010.1112 | 3.816 | 1392.84 | 2.0921 | 21.1301 | 294.3086 | 19.721 | 23.5508
42.1368 | 44.7725 | Zhinvali | 5.65 | 130 | 25.1854 | 652.1908 | 3.599 | 1313.635 | 1.6532 | 16.6972 | 219.3405 | 20.1053 | 30.9272
42.1529 | 0.23602 | El Grado 1 | 10.38 | 10.8173 | 179.42 | 54.269 | 4.438 | 1619.8701 | 3.0372 | 30.6756 | 496.9048 | 22.1735 | 60.9397
42.156 | -8.1919 | Frieira | 3.35 | 34.3442 | 33.1113 | 172.3 | 3.74 | 1365.1 | 0.98021 | 9.9001 | 135.1466 | 20.7542 | 39.656
42.1725 | 23.8103 | Belmeken | 1.71 | 375 | 19.683 | 1881.3195 | 3.706 | 1352.69 | 0.50035 | 5.0535 | 68.3581 | 19.1682 | 20.6759
42.1815 | 0.91542 | Talarn | 4.9 | 300 | 22.0436 | 1505.0556 | 4.437 | 1619.5049 | 1.4337 | 14.4808 | 234.5168 | 19.7459 | 25.5429
42.1978 | -7.2482 | Cenza | 1.66 | 59.2423 | 24.4737 | 297.21 | 4.123 | 1504.8951 | 0.48572 | 4.9057 | 73.8261 | 20.599 | 29.1548
42.2511 | 20.0449 | Fierza | 39.31 | 500 | 31.4379 | 2508.426 | 3.739 | 1364.735 | 6.5 | 65.65 | 895.9485 | 24.4801 | 35.7966
42.2744 | -111.7464 | Oneida | 1.36 | 30 | 27.7822 | 150.5056 | 4.251 | 1551.615 | 0.39794 | 4.0192 | 62.3618 | 21.1079 | 33.7052
42.2943 | -8.1146 | Castrelo | 3.46 | 29.7597 | 35.8935 | 149.3 | 3.707 | 1353.055 | 1.0124 | 10.2252 | 138.3526 | 21.0346 | 41.7164
42.3094 | -7.0385 | Prada | 4.44 | 18.454 | 63.7019 | 92.581 | 3.989 | 1455.985 | 1.2991 | 13.1214 | 191.045 | 24.1614 | 53.1254
42.3149 | 0.21014 | Mediano | 11.88 | 16.9509 | 135.1859 | 85.04 | 4.137 | 1510.005 | 3.4761 | 35.1085 | 530.1399 | 22.9964 | 60.0522
42.3237 | 42.701 | Gumaty | 0.65 | 61.3771 | 20.7075 | 307.92 | 3.504 | 1278.96 | 0.19019 | 1.9209 | 24.5678 | 19.5469 | 22.7242
42.331 | 85.5102 | Chahanwusu | 4.08 | 309 | 21.4041 | 1550.2073 | 3.472 | 1267.28 | 1.1938 | 12.0575 | 152.8018 | 19.9323 | 23.7904
42.3611 | -7.8519 | Velle | 1.37 | 21.1447 | 28.7359 | 106.08 | 3.795 | 1385.175 | 0.40086 | 4.0487 | 56.0817 | 20.5271 | 35.3982
42.4004 | -8.1949 | Albarellos | 0.99 | 14.58 | 29.711 | 73.1457 | 3.744 | 1366.56 | 0.28967 | 2.9257 | 39.9815 | 20.9776 | 36.1747
42.4138 | -7.6474 | San Esteban | 3.41 | 79.3306 | 26.9413 | 397.99 | 3.49 | 1273.85 | 0.99777 | 10.0774 | 128.3714 | 21.5902 | 32.0772
42.4413 | -74.424 | Blenheim Upper Gilboa | 1.17 | 1160 | 19.1548 | 5819.5483 | 3.673 | 1340.645 | 0.34234 | 3.4577 | 46.3549 | 19.0429 | 19.3827
42.4659 | -7.7244 | Los Peares | 3.67 | 45.2654 | 34.1244 | 227.09 | 3.509 | 1280.785 | 1.0738 | 10.8458 | 138.9114 | 23.0706 | 39.3907
42.5615 | 2.0007 | La Bouillouse | 1.21 | 14.6674 | 31.5105 | 73.584 | 4.397 | 1604.9049 | 0.35405 | 3.5759 | 57.3892 | 19.8942 | 38.7358
42.6145 | -72.4395 | Northfield Mountain Main Dam | 0.62 | 1080 | 19.0933 | 5418.2002 | 3.843 | 1402.695 | 0.18141 | 1.8323 | 25.701 | 19.0268 | 19.2298
42.6147 | 25.3186 | Koprinka | 9.17 | 12.5451 | 119.6487 | 62.937 | 3.711 | 1354.515 | 2.6831 | 27.0997 | 367.07 | 21.7803 | 58.4867
42.6445 | -111.6947 | Soda | 4.1 | 14 | 73.5523 | 70.2359 | 4.143 | 1512.195 | 1.1997 | 12.1166 | 183.2261 | 23.9963 | 55.0807
42.7252 | 127.2246 | Baishan | 84.79 | 1800 | 24.3515 | 9030.3336 | 3.618 | 1320.57 | 6.5 | 65.65 | 866.9542 | 22.6564 | 26.423
42.7469 | 22.3301 | Vlasina-Vrla 1 | 10.77 | 75.7268 | 37.042 | 379.91 | 3.645 | 1330.425 | 3.1513 | 31.8282 | 423.4497 | 20.1527 | 42.8179
42.7603 | 42.0308 | Inguri | 4.85 | 1300 | 19.5383 | 6521.9076 | 3.072 | 1121.28 | 1.4191 | 14.333 | 160.7132 | 19.1886 | 20.2227
42.7695 | -72.4865 | Vernon | 4.69 | 38.1654 | 36.6709 | 191.47 | 3.823 | 1395.395 | 1.3723 | 13.8602 | 193.4041 | 20.7559 | 42.3639
42.7897 | 18.8937 | Krupac | 4.28 | 48.5 | 35.6571 | 243.3173 | 3.876 | 1414.74 | 1.2523 | 12.6485 | 178.9436 | 22.6654 | 40.8877
42.7944 | -72.9134 | Harriman | 5.25 | 33.6 | 41.258 | 168.5662 | 3.76 | 1372.4 | 1.5361 | 15.5151 | 212.9294 | 21.0208 | 45.021
42.8393 | -114.9062 | Lower Salmon | 2.65 | 60 | 27.2341 | 301.0111 | 4.445 | 1622.4251 | 0.77539 | 7.8314 | 127.0592 | 20.6346 | 33.3978
42.8571 | -8.1883 | Portodemouros | 6.76 | 20.9235 | 64.4433 | 104.97 | 3.542 | 1292.83 | 1.978 | 19.9776 | 258.2759 | 22.1778 | 52.7518
42.9147 | -73.6772 | Upper Mechanicville | 2.98 | 16.4 | 45.3474 | 82.2764 | 3.763 | 1373.495 | 0.87195 | 8.8067 | 120.9592 | 21.3339 | 46.9261
42.9388 | 20.651 | Gazivode | 8.5 | 17.6738 | 85.3347 | 88.667 | 3.434 | 1253.41 | 2.4871 | 25.1197 | 314.853 | 22.6522 | 56.2037
42.9479 | -115.9729 | C.J. Strike | 25.16 | 82.8 | 67.2065 | 415.3953 | 4.347 | 1586.655 | 6.5 | 65.65 | 1041.639 | 22.7348 | 53.4757
42.9761 | 46.8729 | Chirkey | 30.18 | 1000 | 22.5646 | 5016.852 | 3.395 | 1239.175 | 6.5 | 65.65 | 813.5184 | 20.1138 | 26.1136
43.1385 | -72.4493 | Bellows Falls | 3.41 | 40.8 | 31.0354 | 204.6876 | 3.72 | 1357.8 | 0.99777 | 10.0774 | 136.8314 | 20.6042 | 37.8324
43.1444 | -79.0211 | Lewiston Reservoir Dike | 7.29 | 240 | 23.2882 | 1204.0445 | 3.605 | 1315.825 | 2.1331 | 21.5438 | 283.4793 | 19.803 | 27.9975
43.1457 | -79.058 | Sir Adam Beck Pump Generating Station | 2.93 | 1499 | 19.2874 | 7520.2611 | 3.617 | 1320.205 | 0.85732 | 8.6589 | 114.3154 | 19.0734 | 19.7173
43.1512 | 46.8469 | Chiryurt | 2.78 | 72 | 24.6887 | 361.2133 | 3.547 | 1294.655 | 0.81343 | 8.2156 | 106.364 | 20.21 | 29.9916
43.2176 | -5.4231 | Tanes | 0.73 | 33.7243 | 22.5203 | 169.19 | 3.207 | 1170.555 | 0.2136 | 2.1573 | 25.2528 | 20.2449 | 25.8294
43.2342 | -73.7574 | Spier Falls | 2.56 | 56 | 25.7667 | 280.9437 | 3.604 | 1315.46 | 0.74906 | 7.5655 | 99.5207 | 20.3346 | 31.5824
43.2348 | -6.8492 | Salime | 2.96 | 128 | 22.3557 | 642.1571 | 3.176 | 1159.24 | 0.8661 | 8.7476 | 101.4053 | 19.9887 | 25.853
43.2716 | 18.8424 | Mratinje | 8.03 | 360 | 22.1052 | 1806.0667 | 2.828 | 1032.22 | 2.3496 | 23.7307 | 244.9534 | 20.0623 | 25.1978
43.2734 | -73.7203 | Sherman Island | 1.38 | 39.7879 | 24.2634 | 199.61 | 3.71 | 1354.15 | 0.40379 | 4.0783 | 55.2257 | 20.0888 | 29.4074
43.2965 | -73.8868 | Stewarts Bridge | 1.52 | 36 | 25.388 | 180.6067 | 3.717 | 1356.705 | 0.44475 | 4.492 | 60.9431 | 20.2441 | 31.093
43.3117 | -89.7233 | Prairie du Sac | 31.91 | 28.4 | 152.0842 | 142.4786 | 3.876 | 1414.74 | 6.5 | 65.65 | 928.7768 | 24.5624 | 61.8434
43.3215 | -122.1925 | Lemolo 1 | 1.44 | 29 | 26.5152 | 145.4887 | 4.145 | 1512.925 | 0.42134 | 4.2556 | 64.3836 | 19.9148 | 33.1062
43.3857 | -6.8274 | Doiras | 1.74 | 43 | 25.162 | 215.7246 | 3.172 | 1157.78 | 0.50912 | 5.1422 | 59.5348 | 20.8012 | 30.1015
43.4055 | -8.0097 | Eume | 2.69 | 14.5934 | 46.1747 | 73.213 | 3.314 | 1209.61 | 0.78709 | 7.9496 | 96.1598 | 22.7982 | 47.211
43.4177 | 19.9302 | Uvac | 2.4 | 36 | 28.7583 | 180.6067 | 3.413 | 1245.745 | 0.70224 | 7.0926 | 88.356 | 20.9535 | 35.0793
43.4491 | 17.8358 | Salakovac | 1.75 | 210 | 20.2541 | 1053.5389 | 3.643 | 1329.695 | 0.51205 | 5.1717 | 68.7679 | 19.3194 | 21.9542
43.4769 | -6.7219 | Arbon | 1 | 56 | 21.8814 | 280.9437 | 3.149 | 1149.385 | 0.2926 | 2.9553 | 33.9673 | 20.0605 | 24.6986
43.5144 | 19.815 | Kokin Brod | 5.15 | 22 | 52.2763 | 110.3707 | 3.514 | 1282.61 | 1.5069 | 15.2196 | 195.208 | 22.0755 | 49.5445
43.5483 | -75.9188 | Bennetts Bridge | 10.91 | 36 | 57.2771 | 180.6067 | 3.557 | 1298.305 | 3.1923 | 32.2419 | 418.598 | 20.7569 | 50.7962
43.5729 | -70.5606 | Skelton | 1.42 | 16.8 | 31.8061 | 84.2831 | 3.972 | 1449.78 | 0.41549 | 4.1965 | 60.8396 | 20.5682 | 38.5951
43.5993 | 6.8298 | Saint Cassien | 2.68 | 21.7 | 42.6532 | 108.8657 | 4.093 | 1493.945 | 0.78417 | 7.9201 | 118.3219 | 23.043 | 45.4379
43.6604 | 17.0354 | Busko Blato | 49.33 | 13.7782 | 571.6486 | 69.123 | 3.853 | 1406.345 | 6.5 | 65.65 | 923.2655 | 44.4689 | 84.4738
43.669 | -72.3021 | Wilder | 3.29 | 35.6 | 32.5335 | 178.5999 | 3.674 | 1341.01 | 0.96265 | 9.7228 | 130.3838 | 20.915 | 39.06
43.6944 | 17.7319 | Jablanica | 10.44 | 180 | 26.2343 | 903.0334 | 3.207 | 1170.555 | 3.0547 | 30.8529 | 361.1503 | 20.1681 | 32.4523
43.7173 | 126.6867 | Fengman | 193.3 | 1055 | 38.7013 | 5292.7789 | 3.81 | 1390.65 | 6.5 | 65.65 | 912.9617 | 33.7433 | 40.0693
43.7598 | 19.2882 | Visegrad | 8.66 | 315 | 22.77 | 1580.3084 | 3.253 | 1187.345 | 2.5339 | 25.5926 | 303.8719 | 19.9042 | 26.839
43.7912 | 17.5712 | Rama | 11.18 | 160 | 27.6658 | 802.6963 | 2.982 | 1088.43 | 3.2713 | 33.0398 | 359.6152 | 20.6531 | 33.9571
43.7982 | 16.5937 | Peruca | 15.02 | 60 | 59.7283 | 301.0111 | 3.835 | 1399.775 | 4.3949 | 44.388 | 621.3322 | 22.8608 | 51.8276
43.8652 | -89.9606 | Castle Rock | 52.71 | 15 | 427.3828 | 75.2528 | 3.767 | 1374.955 | 6.5 | 65.65 | 902.6579 | 37.5035 | 77.1945
43.8908 | -86.4354 | Ludington | 3.24 | 1978.8 | 19.2376 | 9927.3467 | 3.571 | 1303.415 | 0.94802 | 9.575 | 124.8025 | 19.0609 | 19.5947
43.9221 | -122.8052 | Dexter | 3.43 | 15 | 52.6051 | 75.2528 | 3.721 | 1358.165 | 1.0036 | 10.1365 | 137.671 | 21.8249 | 49.6276
43.9651 | 19.4135 | Bajina Basta | 4.32 | 614 | 20.0228 | 3080.3471 | 2.833 | 1034.045 | 1.264 | 12.7667 | 132.0137 | 19.4054 | 21.1725
44.0438 | 24.5728 | Frunzaru | 16.06 | 12.9238 | 173.2587 | 64.837 | 3.638 | 1327.87 | 4.6992 | 47.4615 | 630.2267 | 20.6955 | 59.6844
44.0581 | -90.0186 | Petenwell | 92.64 | 20 | 559.2702 | 100.337 | 3.73 | 1361.45 | 6.5 | 65.65 | 893.7919 | 60.9423 | 99.6023
44.1261 | -122.24 | Cougar | 2.83 | 19.7249 | 40.0036 | 98.957 | 3.533 | 1289.545 | 0.82806 | 8.3634 | 107.8496 | 21.7492 | 44.1737
44.1452 | -70.9383 | Kezar Lake Outlet Dam | 10.78 | 67.4467 | 38.9223 | 338.37 | 3.907 | 1426.055 | 3.1542 | 31.8577 | 454.3084 | 19.4804 | 44.125
44.1533 | -70.2103 | Gulf Island | 10.94 | 19.2 | 90.6667 | 96.3236 | 3.942 | 1438.83 | 3.201 | 32.3305 | 465.1816 | 19.6957 | 55.3193
44.1762 | 24.4843 | Draganesti | 11.38 | 20.2378 | 89.077 | 101.53 | 3.645 | 1330.425 | 3.3298 | 33.6309 | 447.4334 | 20.5499 | 55.5971
44.1775 | 5.9524 | Saint Lazare | 0.35 | 96.7918 | 19.5249 | 485.59 | 4.253 | 1552.3449 | 0.10241 | 1.0343 | 16.0565 | 19.06 | 20.4363
44.2651 | 24.4017 | Ipotesti | 16.83 | 23.6005 | 107.2022 | 118.4 | 3.65 | 1332.25 | 4.9245 | 49.737 | 662.6215 | 20.4935 | 56.9748
44.2979 | 15.8104 | Stikada | 2.49 | 58.3055 | 25.2915 | 292.51 | 3.644 | 1330.06 | 0.72857 | 7.3586 | 97.8738 | 20.2042 | 30.9848
44.3077 | 22.5672 | Iron Gate 2 | 87.31 | 320 | 50.1477 | 1605.3926 | 3.6 | 1314 | 6.5 | 65.65 | 862.641 | 34.3674 | 49.397
44.308 | -122.0478 | Smith | 0.59 | 42.8516 | 21.2406 | 214.98 | 3.582 | 1307.43 | 0.17263 | 1.7436 | 22.7964 | 19.6836 | 23.8061
44.3268 | -72.0002 | Comerford | 3.69 | 140.4 | 22.7816 | 704.366 | 3.607 | 1316.555 | 1.0797 | 10.9049 | 143.5691 | 19.7709 | 27.0515
44.3347 | -71.8729 | Moore Dam | 12.69 | 140.4 | 29.9235 | 704.366 | 3.59 | 1310.35 | 3.7131 | 37.5022 | 491.4107 | 19.6811 | 37.3521
44.367 | 19.1077 | Zvornik | 7.91 | 96 | 30.5512 | 481.6178 | 3.086 | 1126.39 | 2.3145 | 23.3761 | 263.3061 | 21.5197 | 36.7188
44.3687 | -85.8187 | Hodenpyl | 6.75 | 18 | 71.9088 | 90.3033 | 3.49 | 1273.85 | 1.975 | 19.948 | 254.1077 | 22.5433 | 54.2688
44.4062 | 24.3556 | Slatina | 5.51 | 12.7883 | 79.9758 | 64.157 | 3.631 | 1325.315 | 1.6122 | 16.2835 | 215.8074 | 22.1815 | 55.3276
44.418 | -122.668 | Foster | 3.15 | 20 | 41.9591 | 100.337 | 3.607 | 1316.555 | 0.92169 | 9.3091 | 122.559 | 21.6372 | 45.2807
44.4494 | 24.3132 | Arcesti | 8.91 | 18.5606 | 86.862 | 93.116 | 3.637 | 1327.505 | 2.6071 | 26.3314 | 349.5502 | 22.2199 | 56.1747
44.4497 | 3.9307 | Villefort | 0.72 | 58.8935 | 20.9511 | 295.46 | 3.805 | 1388.825 | 0.21067 | 2.1278 | 29.5512 | 19.5007 | 23.4105
44.5002 | -109.1868 | Buffalo Bill | 25.66 | 18 | 190.9758 | 90.3033 | 4.323 | 1577.895 | 6.5 | 65.65 | 1035.8881 | 19.9124 | 59.4645
44.5017 | -74.7477 | Blake Falls | 2.4 | 15 | 42.8114 | 75.2528 | 3.487 | 1272.755 | 0.70224 | 7.0926 | 90.2717 | 22.1903 | 45.6411
44.5062 | 17.1612 | Bocac | 0.43 | 110 | 19.643 | 551.8537 | 3.342 | 1219.83 | 0.12582 | 1.2708 | 15.5011 | 19.2429 | 20.4177
44.5359 | 24.3271 | Strejesti | 23.18 | 26.4827 | 123.5318 | 132.86 | 3.623 | 1322.395 | 6.5 | 65.65 | 868.1523 | 20.7322 | 58.025
44.6014 | -121.2811 | Round Butte | 15.21 | 246.9 | 28.9794 | 1238.6608 | 4.133 | 1508.545 | 4.4504 | 44.9495 | 678.0835 | 20.4962 | 35.7083
44.6733 | 22.5309 | Iron Gate 1 | 118.58 | 2281.8 | 24.8787 | 11447.4529 | 3.578 | 1305.97 | 6.5 | 65.65 | 857.3693 | 23.4936 | 26.4898
44.6823 | 24.2948 | Dragasani | 12.17 | 22.9985 | 84.8999 | 115.38 | 3.636 | 1327.14 | 3.5609 | 35.9655 | 477.3127 | 20.5542 | 55.1833
44.6883 | 15.2682 | Sklope | 1.35 | 22.5 | 27.9571 | 112.8792 | 3.505 | 1279.325 | 0.39501 | 3.9896 | 51.04 | 20.8089 | 34.1979
44.6927 | -121.2311 | Pelton | 1.61 | 109.8 | 21.8258 | 550.8503 | 4.058 | 1481.17 | 0.47109 | 4.758 | 70.4736 | 19.9173 | 24.7946
44.6981 | 2.5863 | Couesque | 1.46 | 124 | 20.7566 | 622.0896 | 3.353 | 1223.845 | 0.4272 | 4.3147 | 52.805 | 19.5238 | 22.8882
44.7194 | -122.2479 | Detroit | 8.45 | 100 | 30.7497 | 501.6852 | 3.425 | 1250.125 | 2.4725 | 24.9719 | 312.1805 | 20.8727 | 37.3665
44.7647 | -69.7229 | Weston North Channel Dam | 3.87 | 12 | 65.3416 | 60.2022 | 3.862 | 1409.63 | 1.1324 | 11.4369 | 161.2174 | 21.4064 | 52.715
44.774 | 24.2719 | Zavideni | 10.86 | 18.9643 | 90.538 | 95.141 | 3.632 | 1325.68 | 3.1776 | 32.0941 | 425.4654 | 20.6321 | 55.7738
44.8318 | 2.7404 | Sarrans | 5.82 | 180 | 23.6017 | 903.0334 | 3.634 | 1326.41 | 1.7029 | 17.1996 | 228.1374 | 19.8501 | 28.5224
44.835 | -116.9022 | Brownlee | 43.61 | 585.4 | 27.8778 | 2936.8652 | 3.821 | 1394.665 | 6.5 | 65.65 | 915.5976 | 22.4406 | 32.6602
44.8567 | 24.2476 | Ionesti | 4.63 | 19.4301 | 53.5243 | 97.478 | 3.633 | 1326.045 | 1.3547 | 13.6829 | 181.4408 | 21.9585 | 49.9307
44.8924 | 3.0038 | Lanau | 0.92 | 21 | 25.9522 | 105.3539 | 3.606 | 1316.19 | 0.26919 | 2.7188 | 35.7851 | 20.6399 | 31.5423
44.9201 | 24.2506 | Babeni | 8.45 | 18.6316 | 81.9808 | 93.472 | 3.621 | 1321.665 | 2.4725 | 24.9719 | 330.0455 | 21.99 | 55.4997
44.9211 | 3.0748 | Grandval | 6 | 74 | 30.558 | 371.247 | 3.496 | 1276.04 | 1.7556 | 17.7316 | 226.2618 | 20.8798 | 37.1628
44.9368 | -91.8902 | Cedar Falls | 1.11 | 20 | 27.5165 | 100.337 | 3.871 | 1412.915 | 0.32479 | 3.2803 | 46.3484 | 20.4019 | 33.9887
44.9381 | -91.3393 | Wissota | 20.53 | 35.8 | 89.0004 | 179.6033 | 3.833 | 1399.045 | 6.0071 | 60.6715 | 848.8214 | 19.6698 | 55.1603
44.9426 | 2.2219 | Saint Etienne Cantales | 3.79 | 105 | 24.2295 | 526.7695 | 3.601 | 1314.365 | 1.109 | 11.2004 | 147.2146 | 20.0293 | 29.4216
44.9709 | -116.8371 | Oxbow | 4.48 | 190 | 22.4393 | 953.2019 | 3.876 | 1414.74 | 1.3108 | 13.2396 | 187.3054 | 19.5752 | 26.6371
45.0051 | 5.6907 | Notre Dame de Commiers | 1.39 | 28.6893 | 26.2746 | 143.93 | 3.443 | 1256.695 | 0.40671 | 4.1078 | 51.6227 | 20.6584 | 32.0097
45.011 | 24.2983 | Govora | 4.08 | 25.4921 | 42.3 | 127.89 | 3.623 | 1322.395 | 1.1938 | 12.0575 | 159.4473 | 21.6017 | 45.463
45.0638 | 41.6034 | Egorlyskaia | 9.68 | 30 | 63.789 | 150.5056 | 3.574 | 1304.51 | 2.8324 | 28.6069 | 373.1801 | 21.8958 | 52.5377
45.0655 | 1.9992 | Hautefage | 1 | 25 | 25.409 | 125.4213 | 3.391 | 1237.715 | 0.2926 | 2.9553 | 36.5777 | 20.8009 | 30.5098
45.0729 | -69.9062 | Abbott Brook Dike | 13.46 | 72 | 42.2232 | 361.2133 | 3.736 | 1363.64 | 3.9384 | 39.7778 | 542.426 | 19.8793 | 45.6908
45.0729 | 24.3656 | Calimanesti | 2.06 | 20.0072 | 34.2085 | 100.373 | 3.611 | 1318.015 | 0.60276 | 6.0878 | 80.2386 | 21.2323 | 40.3355
45.1205 | 24.3753 | Ramnicu Valcea | 2.95 | 26.4229 | 35.5429 | 132.56 | 3.592 | 1311.08 | 0.86317 | 8.718 | 114.3002 | 21.401 | 41.3107
45.1602 | -67.4034 | Woodland Dam | 4.73 | 67.8832 | 28.9387 | 340.56 | 3.697 | 1349.405 | 1.384 | 13.9784 | 188.625 | 20.4059 | 35.733
45.1798 | 6.5812 | Bissorte | 1.03 | 883 | 19.179 | 4429.8803 | 3.532 | 1289.18 | 0.30138 | 3.0439 | 39.2416 | 19.0545 | 19.4321
45.194 | -76.9104 | Mountain Chute Main | 30.64 | 170.2 | 40.6965 | 853.8682 | 3.683 | 1344.295 | 6.5 | 65.65 | 882.5297 | 22.5536 | 44.4085
45.2057 | 6.1197 | Grand Maison | 0.98 | 1800 | 19.0862 | 9030.3336 | 3.579 | 1306.335 | 0.28675 | 2.8962 | 37.8335 | 19.0274 | 19.2068
45.2243 | -109.7656 | Mystic Lake | 1.08 | 12.4 | 32.4066 | 62.209 | 3.559 | 1299.035 | 0.31601 | 3.1917 | 41.4611 | 21.4458 | 38.6429
45.2245 | -91.1261 | Holcombe | 11.48 | 33.9 | 61.6269 | 170.0713 | 3.854 | 1406.71 | 3.359 | 33.9264 | 477.2459 | 19.8777 | 51.5802
45.2278 | 6.9479 | Le Mont Cenis | 3.79 | 107.697 | 24.0621 | 540.3 | 4.024 | 1468.7601 | 1.109 | 11.2004 | 164.5075 | 19.6128 | 29.6494
45.2421 | -76.758 | Barrett Chute | 12.85 | 176.1 | 28.0877 | 883.4676 | 3.688 | 1346.12 | 3.7599 | 37.9751 | 511.1903 | 19.6253 | 35.3863
45.244 | -122.2781 | North Fork | 0.85 | 38.4 | 22.5139 | 192.6471 | 3.429 | 1251.585 | 0.24871 | 2.512 | 31.4395 | 20.0567 | 26.0896
45.2767 | -67.4813 | Grand Falls Main Dam | 70.8 | 63 | 147.8563 | 316.0617 | 3.662 | 1336.63 | 6.5 | 65.65 | 877.4976 | 42.8292 | 74.4425
45.2938 | -73.9271 | Beauharnois | NA | 1911 | NA | 9587.2042 | 3.693 | 1347.945 | NA | NA | NA | NA | NA
45.3021 | -74.0271 | Les Cedres | NA | 162 | NA | 812.73 | 3.736 | 1363.64 | NA | NA | NA | NA | NA
45.3602 | 14.7182 | Lokvarka | 1.11 | 88.4559 | 20.914 | 443.77 | 3.367 | 1228.955 | 0.32479 | 3.2803 | 40.3139 | 19.5887 | 23.1697
45.3696 | 24.6313 | Vidraru | 5.32 | 220 | 22.4259 | 1103.7074 | 3.202 | 1168.73 | 1.5566 | 15.722 | 183.7475 | 19.9388 | 26.0759
45.394 | 2.3644 | Mareges | 0.84 | 301.8 | 19.4487 | 1514.0859 | 3.356 | 1224.94 | 0.24578 | 2.4824 | 30.4081 | 19.1642 | 20.0108
45.4059 | -76.5077 | Stewartville | 3.5 | 182 | 21.7896 | 913.0671 | 3.75 | 1368.75 | 1.0241 | 10.3434 | 141.5754 | 19.5358 | 25.3081
45.4123 | -92.6468 | Saint Croix Falls | 3.35 | 23.2 | 40.1191 | 116.391 | 3.82 | 1394.3 | 0.98021 | 9.9001 | 138.0374 | 21.0656 | 44.3948
45.4175 | -76.345 | Arnprior Main Dam | 9.52 | 81.6 | 35.4073 | 409.3751 | 3.761 | 1372.765 | 2.7856 | 28.1341 | 386.2147 | 20.6462 | 41.5203
45.4294 | 7.2424 | Ceresole Reale Mine | 0.93 | 27.1066 | 24.5037 | 135.99 | 3.196 | 1166.54 | 0.27212 | 2.7484 | 32.0611 | 20.7828 | 28.9864
45.4465 | 23.7672 | Vidra | 4.61 | 34.5177 | 37.9318 | 173.17 | 3.085 | 1126.025 | 1.3489 | 13.6237 | 153.4068 | 22.4624 | 42.6613
45.4615 | -69.8645 | Indian Pond | 12.66 | 76.4 | 39.4805 | 383.2875 | 3.651 | 1332.615 | 3.7043 | 37.4136 | 498.5791 | 19.9863 | 44.2972
45.4632 | 4.2531 | Grangent | 2.28 | 37 | 28.056 | 185.6235 | 3.416 | 1246.84 | 0.66713 | 6.738 | 84.012 | 20.8723 | 34.2701
45.4729 | -76.2521 | Chats Falls Main | 77.47 | 96 | 112.4153 | 481.6178 | 3.718 | 1357.07 | 6.5 | 65.65 | 890.9164 | 42.6917 | 70.6031
45.4921 | -91.0461 | Flambeau | 7.12 | 15 | 85.3759 | 75.2528 | 3.789 | 1382.985 | 2.0833 | 21.0415 | 291.0001 | 21.5146 | 55.6795
45.4932 | 6.9316 | Tignes | 2.43 | 12.4457 | 47.7928 | 62.438 | 3.647 | 1331.155 | 0.71102 | 7.1813 | 95.594 | 21.9073 | 47.9181
45.5863 | 1.883 | Monceaux la Virole | 1.35 | 19 | 29.6751 | 95.3202 | 3.412 | 1245.38 | 0.39501 | 3.9896 | 49.6857 | 21.2203 | 35.9541
45.5865 | 23.6257 | Oasa | 1.49 | 150 | 20.5102 | 752.5278 | 3.28 | 1197.2 | 0.43597 | 4.4033 | 52.7168 | 19.4948 | 22.3099
45.8206 | -69.1636 | Rainbow Lake Dam | 6.38 | 22.3746 | 59.6231 | 112.25 | 3.643 | 1329.695 | 1.8668 | 18.8546 | 250.7081 | 21.893 | 51.5946
45.8911 | -91.0719 | Chippewa Reservoir | 55.89 | 21.6 | 322.9777 | 108.364 | 3.748 | 1368.02 | 6.5 | 65.65 | 898.1051 | 39.2359 | 77.6062
45.9117 | -70.2204 | Penobscot Lake Dam | 4.01 | 32.3709 | 36.8921 | 162.4 | 3.575 | 1304.875 | 1.1733 | 11.8506 | 154.6354 | 21.3366 | 42.31
45.9252 | 7.2001 | Les Toules | 0.28 | 19.5031 | 21.4303 | 97.844 | 3.507 | 1280.055 | 0.081928 | 0.82747 | 10.5921 | 19.8254 | 24.0257
45.9282 | 1.4577 | Saint Marc | 0.58 | 19.1305 | 23.9714 | 95.975 | 3.342 | 1219.83 | 0.16971 | 1.7141 | 20.9085 | 20.5777 | 28.2697
45.9479 | -66.8729 | Mactaquac | 54.27 | 672 | 28.4106 | 3371.3245 | 3.673 | 1340.645 | 6.5 | 65.65 | 880.1335 | 23.5642 | 32.466
45.9575 | -122.5554 | Merwin | 14.61 | 136 | 32.0726 | 682.2919 | 3.235 | 1180.775 | 4.2749 | 43.1763 | 509.8155 | 20.4947 | 38.8841
45.9659 | -122.3338 | Yale | 13.56 | 134 | 31.6187 | 672.2582 | 3.225 | 1177.125 | 3.9677 | 40.0733 | 471.7131 | 20.6426 | 38.3735
45.9733 | 2.797 | Les Fades | 2.44 | 12.1401 | 48.8254 | 60.905 | 3.323 | 1212.895 | 0.71394 | 7.2108 | 87.4598 | 22.9907 | 48.3388
45.9914 | -88.2074 | Peavy Falls | 10.83 | 15 | 109.6495 | 75.2528 | 3.733 | 1362.545 | 3.1689 | 32.0055 | 436.0889 | 20.401 | 57.0728
45.9968 | 7.3488 | Mauvoisin | 1.14 | 388 | 19.4477 | 1946.5386 | 3.267 | 1192.455 | 0.33356 | 3.369 | 40.1738 | 19.1555 | 20.025
45.9971 | 10.5218 | Malga Boazzo | 0.4 | 37.3641 | 20.7711 | 187.45 | 2.738 | 999.37 | 0.11704 | 1.1821 | 11.8136 | 19.8361 | 22.3854
46.0533 | 5.8137 | Genissiat | 3.33 | 420 | 20.1614 | 2107.0778 | 3.49 | 1273.85 | 0.97436 | 9.841 | 125.3598 | 19.31 | 21.7246
46.0619 | -122.1963 | Swift 1 | 16.64 | 240 | 27.6631 | 1204.0445 | 3.039 | 1109.235 | 4.8689 | 49.1755 | 545.4722 | 20.5971 | 34.0038
46.0796 | 7.4021 | Grande Dixence | 2.05 | 2069 | 19.1488 | 10379.8668 | 3.266 | 1192.09 | 0.59983 | 6.0583 | 72.2202 | 19.051 | 19.3482
46.101 | -75.6489 | Rapide-des-Cedres | 47.13 | 15.6774 | 373.4163 | 78.651 | 3.663 | 1336.995 | 6.5 | 65.65 | 877.7372 | 35.2976 | 74.7614
46.1351 | 7.5696 | Moiry | 0.67 | 41.5898 | 21.5924 | 208.65 | 3.504 | 1278.96 | 0.19604 | 1.98 | 25.3237 | 19.7965 | 24.4505
46.1615 | -88.238 | Way | 18.98 | 10.6 | 240.5382 | 53.1786 | 3.661 | 1336.265 | 5.5535 | 56.0908 | 749.5222 | 20.6043 | 60.7556
46.1867 | 27.1855 | Beresti | 17.97 | 16.8745 | 148.0121 | 84.657 | 3.505 | 1279.325 | 5.258 | 53.106 | 679.3986 | 20.8457 | 59.0813
46.2091 | -77.7567 | Des Joachims Main Dam | 45.71 | 432 | 31.5437 | 2167.2801 | 3.635 | 1326.775 | 6.5 | 65.65 | 871.0278 | 23.9341 | 36.2614
46.2104 | 5.4663 | Cize Bolozon | 0.53 | 23 | 22.7785 | 115.3876 | 3.298 | 1203.77 | 0.15508 | 1.5663 | 18.8545 | 20.2815 | 26.3209
46.2948 | 5.5939 | Coiselet | 2.96 | 41 | 29.4898 | 205.6909 | 3.202 | 1168.73 | 0.8661 | 8.7476 | 102.2355 | 21.3588 | 35.6354
46.3076 | 16.4682 | Cakovec | 9.75 | 76 | 36.7117 | 381.2808 | 3.462 | 1263.63 | 2.8529 | 28.8138 | 364.0996 | 21.2213 | 42.2257
46.316 | -83.2906 | Red Rock Falls | 4.43 | 41 | 34.5782 | 205.6909 | 3.778 | 1378.97 | 1.2962 | 13.0918 | 180.532 | 20.7525 | 40.852
46.3239 | 16.7218 | Dubrava | 16.4 | 76 | 45.3706 | 381.2808 | 3.452 | 1259.98 | 4.7986 | 48.4663 | 610.6652 | 20.5175 | 46.9893
46.3342 | 10.6094 | Pian Palu | 0.31 | 42.3931 | 20.232 | 212.68 | 3.501 | 1277.865 | 0.090706 | 0.91613 | 11.7069 | 19.4373 | 21.6808
46.3349 | 9.6479 | Albigna | 0.37 | 50.95 | 20.2175 | 255.6086 | 3.216 | 1173.84 | 0.10826 | 1.0934 | 12.8353 | 19.4899 | 21.5459
46.336 | 27.048 | Racaciuni | 11.82 | 18.8232 | 98.1278 | 94.433 | 3.475 | 1268.375 | 3.4585 | 34.9312 | 443.0583 | 21.3618 | 56.8071
46.3489 | 7.4345 | Zeuzier | 0.3 | 33.1981 | 20.5074 | 166.55 | 3.672 | 1340.28 | 0.08778 | 0.88658 | 11.8826 | 19.4747 | 22.3383
46.379 | -78.7242 | Otto Holden | 32.54 | 240 | 35.0221 | 1204.0445 | 3.545 | 1293.925 | 6.5 | 65.65 | 849.4618 | 22.603 | 40.3906
46.3807 | 8.3604 | Vannino | 0.19 | 19.6005 | 20.6789 | 98.333 | 3.516 | 1283.34 | 0.055594 | 0.5615 | 7.2059 | 19.6084 | 22.5443
46.3982 | 5.6659 | Vouglans | 14.44 | 262 | 25.9049 | 1314.4152 | 3.377 | 1232.605 | 4.2251 | 42.674 | 526.0013 | 19.9301 | 32.2198
46.4251 | 8.4003 | Morasco | 0.38 | 20.7142 | 22.0336 | 103.92 | 3.877 | 1415.105 | 0.11119 | 1.123 | 15.8916 | 19.7743 | 25.4778
46.4257 | 7.0451 | Hongrin Nord | 0.8 | 114.3047 | 20.1168 | 573.45 | 3.656 | 1334.44 | 0.23408 | 2.3642 | 31.5489 | 19.3285 | 21.5708
46.4331 | -83.3859 | Wells | 19.98 | 239 | 29.0393 | 1199.0276 | 3.719 | 1357.435 | 5.8461 | 59.0461 | 801.5124 | 19.408 | 36.6359
46.4546 | 8.5067 | Cavagnoli | 0.3 | 79.6695 | 19.637 | 399.69 | 3.749 | 1368.385 | 0.08778 | 0.88658 | 12.1318 | 19.2058 | 20.4725
46.4569 | 26.9532 | Galbeni | 5.58 | 13.5021 | 78.053 | 67.738 | 3.465 | 1264.725 | 1.6327 | 16.4904 | 208.5576 | 22.91 | 55.368
46.4572 | 8.6593 | Sambuco | 0.6 | 26.3113 | 22.6692 | 132 | 3.468 | 1265.82 | 0.17556 | 1.7732 | 22.445 | 20.1014 | 26.3505
46.4657 | -122.1003 | Cowlitz Falls Dam | 1.13 | 70 | 21.4922 | 351.1796 | 3.108 | 1134.42 | 0.33064 | 3.3394 | 37.8833 | 19.8863 | 24.0733
46.4803 | 9.4528 | Valle di Lei | 1.82 | 109.8478 | 21.4856 | 551.09 | 3.419 | 1247.935 | 0.53253 | 5.3786 | 67.1211 | 19.6957 | 24.3643
46.5037 | -122.5877 | Mayfield | 7.38 | 162 | 25.4112 | 812.73 | 3.126 | 1140.99 | 2.1594 | 21.8098 | 248.8478 | 20.6266 | 30.7063
46.5183 | 10.3182 | S. Giacomo di Fraele | 2.74 | 26.5704 | 34.1606 | 133.3 | 3.822 | 1395.03 | 0.80172 | 8.0974 | 112.9613 | 20.7845 | 40.5088
46.5325 | 14.1675 | Feistritz-Ludmannsdorf | 3.34 | 88 | 24.5182 | 441.483 | 3.447 | 1258.155 | 0.97728 | 9.8706 | 124.1871 | 20.2332 | 29.6734
46.5348 | -122.4227 | Mossyrock | 38.41 | 300 | 34.2819 | 1505.0556 | 3.278 | 1196.47 | 6.5 | 65.65 | 785.4826 | 24.2404 | 38.9862
46.5363 | 8.6782 | Piora | 0.99 | 92.1953 | 20.6903 | 462.53 | 3.697 | 1349.405 | 0.28967 | 2.9257 | 39.4796 | 19.4564 | 22.838
46.5469 | 14.2971 | Ferlach-Maria Rain | 2.84 | 75 | 24.5236 | 376.2639 | 3.458 | 1262.17 | 0.83098 | 8.3929 | 105.9331 | 20.2345 | 29.6811
46.5524 | -60.5718 | Wreck Cove | 5.52 | 200 | 20.8785 | 1003.3704 | 3.387 | 1236.255 | 1.6152 | 16.313 | 201.6707 | 18.2211 | 25.4174
46.5626 | 14.4715 | Annabruecke | 2.56 | 90 | 23.1929 | 451.5167 | 3.298 | 1203.77 | 0.74906 | 7.5655 | 91.0708 | 20.1393 | 27.3566
46.5635 | 8.5467 | Lucendro | 0.16 | 34.9721 | 19.7934 | 175.45 | 3.418 | 1247.57 | 0.046816 | 0.47284 | 5.899 | 19.3122 | 20.7109
46.5719 | 8.3323 | Spitallamm | 2.96 | 348 | 20.2583 | 1745.8645 | 3.322 | 1212.53 | 0.8661 | 8.7476 | 106.0669 | 19.3844 | 21.8472
46.5777 | 9.1174 | Zervreila | 0.61 | 11.5014 | 27.5391 | 57.701 | 3.462 | 1263.63 | 0.17849 | 1.8027 | 22.7796 | 21.1596 | 33.3305
46.5878 | 15.2725 | Vuhred | 1.53 | 72.3 | 22.1849 | 362.7184 | 2.921 | 1066.165 | 0.44768 | 4.5215 | 48.2072 | 20.1689 | 25.2133
46.5927 | 15.1512 | Vuzenica | 1 | 78 | 21.0373 | 391.3145 | 3.379 | 1233.335 | 0.2926 | 2.9553 | 36.4483 | 19.6709 | 23.3347
46.6302 | 14.7008 | Edling | 8.27 | 87 | 32.4909 | 436.4661 | 3.414 | 1246.11 | 2.4198 | 24.44 | 304.5493 | 21.1924 | 38.865
46.6447 | 8.4961 | Goescheneralp | 0.77 | 97.2522 | 20.2633 | 487.9 | 3.078 | 1123.47 | 0.2253 | 2.2756 | 25.5651 | 19.5034 | 21.6443
46.6483 | -111.7274 | Canyon Ferry Dam | 138.44 | 49.8 | 321.6186 | 249.8392 | 3.8 | 1387 | 6.5 | 65.65 | 910.5655 | 73.1691 | 106.911
46.6937 | 26.7144 | Racova | 1.02 | 18.7909 | 27.3695 | 94.271 | 3.446 | 1257.79 | 0.29845 | 3.0144 | 37.9144 | 20.9533 | 33.2869
46.7192 | -75.9828 | Mercier | 281.1 | 55 | 573.7693 | 275.9269 | 3.626 | 1323.49 | 6.5 | 65.65 | 868.8712 | 142.0886 | 174.7244
46.7262 | 23.2978 | Tarnita | 1.36 | 25.7572 | 26.9997 | 129.22 | 3.226 | 1177.49 | 0.39794 | 4.0192 | 47.3251 | 21.1024 | 32.6291
46.7605 | -111.8851 | Hauser Dam | 11.86 | 17 | 107.5678 | 85.2865 | 3.925 | 1432.625 | 3.4702 | 35.0494 | 502.1262 | 19.8918 | 56.6487
46.7812 | 33.3729 | Kakhovskaya | 2092.3 | 357 | 500.1235 | 1791.0162 | 3.487 | 1272.755 | 6.5 | 65.65 | 835.5637 | 342.6156 | 356.2946
46.7893 | 22.7134 | Dragan | 1.67 | 146 | 20.7196 | 732.4604 | 3.089 | 1127.485 | 0.48864 | 4.9353 | 55.6446 | 19.6097 | 22.6458
46.8008 | -122.3117 | Alder | 10.03 | 50 | 44.1841 | 250.8426 | 3.278 | 1196.47 | 2.9348 | 29.6413 | 354.6488 | 21.2332 | 46.4191
46.8437 | 9.0111 | Limmern | 0.59 | 1000 | 19.0948 | 5016.852 | 3.063 | 1117.995 | 0.17263 | 1.7436 | 19.4934 | 19.0402 | 19.2067
46.8828 | 7.1919 | Schiffenen | 2.97 | 25.3446 | 36.1085 | 127.15 | 3.46 | 1262.9 | 0.86902 | 8.7771 | 110.8463 | 21.6198 | 41.647
46.9086 | -83.2128 | Rocky Island Control Dam | 20.46 | 162 | 34.2734 | 812.73 | 3.627 | 1323.855 | 5.9866 | 60.4646 | 800.4639 | 19.748 | 41.0845
46.9406 | 26.1073 | Izvorul Muntelui | 19.84 | 95.9028 | 44.1604 | 481.13 | 3.163 | 1154.495 | 5.8052 | 58.6324 | 676.9077 | 21.27 | 46.4048
46.9556 | 10.74 | Gepatsch | 1.33 | 346.4324 | 19.5807 | 1738 | 3.241 | 1182.965 | 0.38916 | 3.9305 | 46.4964 | 19.2008 | 20.3212
46.9675 | 7.2844 | Muehleberg | 1.9 | 45 | 25.3618 | 225.7583 | 3.43 | 1251.95 | 0.55594 | 5.615 | 70.2969 | 20.527 | 30.7372
46.9895 | -112.0021 | Holter Dam | 19.12 | 38.4 | 79.9296 | 192.6471 | 3.997 | 1458.905 | 5.5945 | 56.5046 | 824.348 | 19.1937 | 54.0483
47.0377 | 11.7046 | Schlegeis | 1.13 | 188.1917 | 19.9203 | 944.13 | 3.302 | 1205.23 | 0.33064 | 3.3394 | 40.248 | 19.3103 | 21.0684
47.0821 | 13.3344 | Koelnbrein | 1.23 | 86.0161 | 21.1921 | 431.53 | 3.109 | 1134.785 | 0.3599 | 3.635 | 41.2491 | 19.7793 | 23.531
47.1187 | -79.5021 | Matabitchuan | 4.57 | 10 | 84.763 | 50.1685 | 3.599 | 1313.635 | 1.3372 | 13.5055 | 177.4135 | 22.5831 | 56.1041
47.1215 | 12.0619 | Zillergruendl | 0.8 | 187.0675 | 19.6811 | 938.49 | 2.856 | 1042.44 | 0.23408 | 2.3642 | 24.6454 | 19.3054 | 20.4057
47.1413 | -79.4652 | Lower Notch Generating Station | 12.94 | 274 | 24.8101 | 1374.6174 | 3.585 | 1308.525 | 3.7862 | 38.2411 | 500.3939 | 19.5233 | 30.9989
47.1562 | 12.6438 | Tauernmoossee | 1.49 | 69.1848 | 22.2445 | 347.09 | 3.21 | 1171.65 | 0.43597 | 4.4033 | 51.5917 | 20.013 | 25.5774
47.167 | 12.7197 | Mooser | 0.62 | 74.483 | 20.344 | 373.67 | 2.779 | 1014.335 | 0.18141 | 1.8323 | 18.5853 | 19.617 | 21.6543
47.1962 | 12.7195 | Limberg | 0.82 | 480 | 19.2689 | 2408.089 | 2.755 | 1005.575 | 0.23993 | 2.4233 | 24.3682 | 19.126 | 19.5568
47.197 | 11.024 | Finstertal | 0.62 | 197.3768 | 19.5118 | 990.21 | 3.19 | 1164.35 | 0.18141 | 1.8323 | 21.3339 | 19.2058 | 20.1126
47.2363 | 12.0863 | Durlassboden | 0.94 | 19.9408 | 26.4241 | 100.04 | 3.073 | 1121.645 | 0.27504 | 2.7779 | 31.1587 | 21.336 | 31.5482
47.4128 | -121.7519 | Masonry Dam | 6.78 | 15.1683 | 82.7519 | 76.097 | 2.699 | 985.135 | 1.9838 | 20.0367 | 197.3882 | 26.6344 | 57.6697
47.4229 | -123.224 | Cushman 1 | 12.96 | 43.2 | 56.9023 | 216.728 | 3.298 | 1203.77 | 3.7921 | 38.3002 | 461.046 | 21.5965 | 50.8466
47.6105 | 42.1105 | Tsimliansk | 2253.94 | 209 | 892.3202 | 1048.5221 | 3.394 | 1238.81 | 6.5 | 65.65 | 813.2788 | 504.7177 | 523.5011
47.6532 | 10.7427 | Rosshaupten | 12.29 | 10.6664 | 161.5645 | 53.512 | 3.278 | 1196.47 | 3.5961 | 36.3201 | 434.5597 | 22.1657 | 60.4512
47.6762 | -114.2323 | Kerr | 486.65 | 211.5 | 263.9505 | 1061.0642 | 3.704 | 1351.96 | 6.5 | 65.65 | 887.5617 | 146.0035 | 165.5892
47.7052 | -116.951 | Post Falls Middle Channel | 125.54 | 14.5 | 990.1494 | 72.7444 | 3.701 | 1350.865 | 6.5 | 65.65 | 886.8429 | 79.6822 | 119.4224
47.7675 | -78.3156 | Rapide 7 Main Dam | 192.79 | 67 | 546.8351 | 336.1291 | 3.547 | 1294.655 | 6.5 | 65.65 | 849.941 | 158.5546 | 189.3685
47.7977 | -72.9742 | Rapide Blanc | 60.4 | 204 | 53.6666 | 1023.4378 | 3.512 | 1281.88 | 6.5 | 65.65 | 841.5542 | 31.7064 | 51.1096
47.8025 | 8.1858 | Schluchsee | 4.01 | 18.6304 | 49.7796 | 93.466 | 3.184 | 1162.16 | 1.1733 | 11.8506 | 137.7228 | 23.1037 | 48.7195
47.8343 | -117.8377 | Long Lake | 18.83 | 70 | 51.6466 | 351.1796 | 3.712 | 1354.88 | 5.5097 | 55.6475 | 753.9574 | 19.8229 | 49.1588
47.8397 | -120.024 | Chelan Dam | 127.7 | 48 | 317.9767 | 240.8089 | 4.041 | 1474.965 | 6.5 | 65.65 | 968.3145 | 67.3324 | 101.7685
47.87 | 35.0896 | Dniepr | 131.5 | 1504 | 28.891 | 7545.3454 | 3.41 | 1244.65 | 6.5 | 65.65 | 817.1127 | 26.5565 | 30.7581
47.9202 | -55.9552 | Bay d'Espoir | 170.76 | 604 | 70.2969 | 3030.1786 | 3.344 | 1220.56 | 6.5 | 65.65 | 801.2977 | 56.641 | 65.6338
47.9586 | -115.7339 | Noxon Rapids | 23.07 | 466.2 | 24.9672 | 2338.8564 | 3.406 | 1243.19 | 6.5 | 65.65 | 816.1542 | 19.802 | 30.9254
47.9619 | -84.505 | Hollingsworth | 46.9 | 23 | 255.8202 | 115.3876 | 3.616 | 1319.84 | 6.5 | 65.65 | 866.4749 | 34.4762 | 72.4228
48.166 | -56.7796 | Fort Randall | 314.12 | 320 | 193.1283 | 1605.3926 | 3.36 | 1226.4 | 6.5 | 65.65 | 805.1316 | 130.2921 | 144.6544
48.1771 | -56.2354 | West Salmon Dam | 20.72 | 84 | 44.4515 | 421.4156 | 3.415 | 1246.475 | 6.0627 | 61.233 | 763.2539 | 19.0338 | 46.7377
48.1783 | -116.9977 | Albeni Falls | 360.27 | 42 | 933.8736 | 210.7078 | 3.589 | 1309.985 | 6.5 | 65.65 | 860.0051 | 187.7949 | 222.3329
48.1854 | 15.0771 | Ybbs-Persenbeug | 10 | 236.5 | 24.8071 | 1186.4855 | 3.165 | 1155.225 | 2.926 | 29.5526 | 341.399 | 20.3813 | 29.9895
48.1938 | 17.8271 | Kralova | 11.34 | 45.06 | 50.5244 | 226.0594 | 3.366 | 1228.59 | 3.3181 | 33.5126 | 411.733 | 21.1357 | 48.8948
48.1952 | -3.0172 | Guerledan | 2.58 | 36.0605 | 29.4529 | 180.91 | 2.978 | 1086.97 | 0.75491 | 7.6246 | 82.8768 | 21.7703 | 35.28
48.3521 | 16.2437 | Greifenstein | 10 | 293 | 23.6577 | 1469.9376 | 3.109 | 1134.785 | 2.926 | 29.5526 | 335.3585 | 20.1918 | 28.1796
48.3771 | 15.8604 | Altenwoerth | 11 | 328 | 23.1078 | 1645.5275 | 3.14 | 1146.1 | 3.2186 | 32.5079 | 372.5726 | 19.7648 | 27.7033
48.3813 | 14.0271 | Aschach | 9.5 | 287 | 23.5639 | 1439.8365 | 3.094 | 1129.31 | 2.7797 | 28.075 | 317.0535 | 20.2138 | 27.9737
48.4114 | -115.3135 | Libby | 163.81 | 525 | 53.3038 | 2633.8473 | 3.402 | 1241.73 | 6.5 | 65.65 | 815.1957 | 41.887 | 52.0502
48.4529 | -71.2521 | Chute-a-Caron | 21.76 | 224 | 28.9885 | 1123.7748 | 3.534 | 1289.91 | 6.367 | 64.3065 | 829.4954 | 18.8013 | 37.0621
48.4989 | -123.9896 | Jordan | 0.91 | 170 | 19.8499 | 852.8648 | 3.302 | 1205.23 | 0.26627 | 2.6893 | 32.4121 | 19.3062 | 20.8805
48.545 | 17.826 | Drahovce | 3.79 | 19.0893 | 47.6648 | 95.768 | 3.291 | 1201.215 | 1.109 | 11.2004 | 134.5413 | 22.741 | 47.8606
48.553 | -121.7396 | Lower Baker Dam | 7.12 | 64 | 34.5397 | 321.0785 | 3.267 | 1192.455 | 2.0833 | 21.0415 | 250.9098 | 21.5817 | 40.4442
48.5562 | 34.5426 | Dnieprod Zerzhinsk | 506.72 | 200.863 | 285.6682 | 1007.7 | 3.358 | 1225.67 | 6.5 | 65.65 | 804.6524 | 161.0565 | 180.1477
48.5923 | 15.3299 | Ottenstein | 1.91 | 179 | 20.5813 | 898.0165 | 3.064 | 1118.36 | 0.55887 | 5.6445 | 63.1263 | 19.558 | 22.3822
48.5954 | 27.4553 | Dniestr | 75.13 | 119.4195 | 91.5506 | 599.11 | 3.235 | 1180.775 | 6.5 | 65.65 | 775.1788 | 42.731 | 66.9855
48.6344 | 14.2349 | Lipno 1 | 43.78 | 120 | 61.9384 | 602.0222 | 3.118 | 1138.07 | 6.5 | 65.65 | 747.143 | 30.407 | 54.2196
48.6479 | -121.6882 | West Pass Dike | 17.56 | 67.2434 | 50.7853 | 337.35 | 3.113 | 1136.245 | 5.1381 | 51.8944 | 589.6471 | 21.6621 | 49.0136
48.7146 | -121.1303 | Diablo | 2.56 | 152.8 | 21.4982 | 766.575 | 2.688 | 981.12 | 0.74906 | 7.5655 | 74.2263 | 20.0418 | 23.8378
48.7201 | -71.1402 | Chute des Georges | 37.6 | 41.538 | 110.557 | 208.39 | 3.359 | 1226.035 | 6.5 | 65.65 | 804.892 | 26.7087 | 60.8654
48.7325 | -121.0673 | Ross | 34.98 | 123.4081 | 52.9764 | 619.12 | 3.003 | 1096.095 | 6.5 | 65.65 | 719.5864 | 27.1879 | 50.3015
48.7563 | -71.8396 | Chute a la Savane | 17.76 | 258 | 26.0775 | 1294.3478 | 3.628 | 1324.22 | 5.1966 | 52.4854 | 695.0224 | 18.7137 | 33.7365
48.7802 | -71.6969 | Chute-du-Diable | 46.51 | 305.8 | 34.1397 | 1534.1533 | 3.513 | 1282.245 | 6.5 | 65.65 | 841.7938 | 23.8155 | 39.0504
48.7979 | -87.1159 | Agusabon Main | 11.65 | 45 | 46.5245 | 225.7583 | 3.809 | 1390.285 | 3.4088 | 34.4288 | 478.6582 | 18.3082 | 47.5271
48.8271 | 44.6812 | Volgograd | 2613.38 | 2582.5 | 100.9378 | 12956.0203 | 3.38 | 1233.7 | 6.5 | 65.65 | 809.9241 | 95.2933 | 97.8232
48.985 | -117.3478 | Boundary | 0.86 | 1039.8 | 19.1288 | 5216.5227 | 3.243 | 1183.695 | 0.25164 | 2.5415 | 30.0839 | 19.0478 | 19.2944
49.0427 | -57.1406 | Hinds Lake Main Dam | 54.43 | 75 | 89.3891 | 376.2639 | 3.085 | 1126.025 | 6.5 | 65.65 | 739.2354 | 33.4649 | 61.9608
49.0812 | 33.2473 | Kremenchug | 1849.09 | 625 | 260.7252 | 3135.5325 | 3.355 | 1224.575 | 6.5 | 65.65 | 803.9335 | 208.539 | 217.314
49.1248 | 16.121 | Dalesice | 3.05 | 450 | 19.9853 | 2257.5834 | 3.11 | 1135.15 | 0.89243 | 9.0135 | 102.3172 | 19.3356 | 21.1999
49.1263 | 18.366 | Nosice | 4.68 | 67.5 | 28.9668 | 338.6375 | 2.972 | 1084.78 | 1.3694 | 13.8306 | 150.0318 | 21.6085 | 34.8104
49.1358 | -88.3563 | Cameron Falls | 0.81 | 83.5 | 19.7333 | 418.9071 | 3.715 | 1355.975 | 0.23701 | 2.3938 | 32.4588 | 18.6738 | 21.766
49.1577 | -68.3871 | Outardes 2 | 26.84 | 523 | 24.2092 | 2623.8136 | 3.795 | 1385.175 | 6.5 | 65.65 | 909.3674 | 19.2652 | 30.3325
49.1771 | -69.2521 | Bersimis 2 | 41.06 | 869 | 23.6565 | 4359.6444 | 3.531 | 1288.815 | 6.5 | 65.65 | 846.107 | 20.6242 | 27.6131
49.1992 | -68.3268 | McCormick | 12.79 | 184.41 | 26.2411 | 925.1577 | 3.782 | 1380.43 | 3.7424 | 37.7978 | 521.7718 | 18.5814 | 34.0875
49.2316 | -122.3574 | Stave Falls | 56.25 | 90 | 91.6573 | 451.5167 | 3.022 | 1103.03 | 6.5 | 65.65 | 724.1392 | 38.2812 | 64.7668
49.2479 | -121.6063 | Wahleach | 4.83 | 63 | 30.0547 | 316.0617 | 2.959 | 1080.035 | 1.4133 | 14.2739 | 154.1632 | 21.8405 | 35.938
49.3235 | -68.3478 | Manicouagan 2 | 114.91 | 1041 | 39.719 | 5222.5429 | 3.546 | 1294.29 | 6.5 | 65.65 | 849.7014 | 34.8607 | 40.8778
49.3261 | -117.6183 | Brilliant | 4.65 | 265 | 21.5729 | 1329.4658 | 3.346 | 1221.29 | 1.3606 | 13.742 | 167.8292 | 19.7153 | 24.5351
49.3548 | -69.7698 | Bersimis | 790.1 | 1178 | 137.5894 | 5909.8517 | 3.536 | 1290.64 | 6.5 | 65.65 | 847.3052 | 120.9635 | 126.3554
49.3935 | 22.4519 | Solina | 16.14 | 200 | 28.9802 | 1003.3704 | 3.01 | 1098.65 | 4.7226 | 47.6979 | 524.0329 | 20.7529 | 35.5056
49.5081 | -71.1831 | Peribonka | 31.12 | 405 | 26.6492 | 2031.8251 | 3.305 | 1206.325 | 6.5 | 65.65 | 791.9524 | 20.5775 | 32.6372
49.5655 | -68.7954 | Outardes 3 | 10.3 | 1026 | 20.0517 | 5147.2902 | 3.35 | 1222.75 | 3.0138 | 30.4392 | 372.195 | 19.0368 | 21.9364
49.6049 | 14.1811 | Orlik | 15.07 | 364 | 24.1402 | 1826.1341 | 2.926 | 1067.99 | 4.4095 | 44.5358 | 475.6376 | 20.1851 | 29.0706
49.6338 | 14.2462 | Kamyk | 0.3 | 40 | 20.2597 | 200.6741 | 2.968 | 1083.32 | 0.08778 | 0.88658 | 9.6045 | 19.5627 | 21.5268
49.7062 | -68.9075 | Outardes 4 | 586.64 | 785 | 149.1182 | 3938.2288 | 3.501 | 1277.865 | 6.5 | 65.65 | 838.9184 | 123.8095 | 131.3608
49.7146 | -123.536 | Clowhom | 7.44 | 33 | 50.4975 | 165.5561 | 2.837 | 1035.505 | 2.1769 | 21.9871 | 227.6779 | 24.155 | 49.0515
49.7535 | -68.6052 | Manicouagan 3 | 203.4 | 1244 | 48.4324 | 6240.9639 | 3.523 | 1285.895 | 6.5 | 65.65 | 844.1901 | 43.2575 | 48.3809
49.7589 | 20.6698 | Roznow | 12.72 | 50 | 50.4025 | 250.8426 | 2.99 | 1091.35 | 3.7219 | 37.5909 | 410.2484 | 22.2274 | 48.9116
49.8067 | 19.2004 | Porabka | 2.47 | 12.6 | 48.0962 | 63.2123 | 2.839 | 1036.235 | 0.72272 | 7.2995 | 75.6399 | 24.6195 | 48.0438
49.8243 | 14.4302 | Slapy | 10.36 | 144 | 27.9235 | 722.4267 | 2.903 | 1059.595 | 3.0313 | 30.6165 | 324.4108 | 20.8196 | 34.1451
49.8781 | -124.5532 | Powell | 124.19 | 46 | 315.4875 | 230.7752 | 3.396 | 1239.54 | 6.5 | 65.65 | 813.758 | 73.5979 | 107.0977
49.8803 | -81.5656 | Abitibi Canyon | 5.13 | 349 | 20.0032 | 1750.8813 | 3.566 | 1301.59 | 1.501 | 15.1605 | 197.3273 | 18.4836 | 22.8389
49.9037 | -71.2547 | Passes Dangereuses | 277.22 | 1016.3146 | 68.6924 | 5098.7 | 3.502 | 1278.23 | 6.5 | 65.65 | 839.158 | 59.6911 | 65.768
49.9165 | -118.1171 | Whatshan | 17.63 | 50 | 62.0373 | 250.8426 | 3.24 | 1182.6 | 5.1585 | 52.1012 | 616.1492 | 21.5023 | 52.0614
49.9367 | 14.3726 | Vrane | 0.75 | 13.88 | 27.5364 | 69.6339 | 2.949 | 1076.385 | 0.21945 | 2.2164 | 23.8575 | 21.7855 | 32.7584
49.9789 | -123.1419 | Cheakamus | 3.79 | 158 | 22.5172 | 792.6626 | 3.198 | 1167.27 | 1.109 | 11.2004 | 130.7393 | 20.037 | 26.1252
49.9937 | -125.5855 | Strathcona | 67.73 | 65 | 140.1726 | 326.0954 | 3.169 | 1156.685 | 6.5 | 65.65 | 759.3637 | 45.6088 | 75.6906
5.2157 | 101.0992 | Kenering | 18.12 | 120 | 73.5689 | 602.0222 | 3.807 | 1389.555 | 5.3019 | 53.5493 | 744.0971 | 35.6659 | 59.4351
5.4068 | 101.3028 | Temengor | 137.25 | 348 | 94.5817 | 1745.8645 | 3.91 | 1427.15 | 6.5 | 65.65 | 936.924 | 63.2966 | 78.3137
5.4299 | 101.2102 | Bersia | 8.27 | 72 | 52.5732 | 361.2133 | 3.884 | 1417.66 | 2.4198 | 24.44 | 346.4761 | 29.2819 | 50.3342
5.5578 | -74.8891 | Miel I | 7.55 | 396 | 24.4372 | 1986.6734 | 4.253 | 1552.3449 | 2.2091 | 22.3122 | 346.3625 | 21.5515 | 27.9353
5.5826 | -3.1608 | Ayame 2 | 0.73 | 30 | 21.0163 | 150.5056 | 3.613 | 1318.745 | 0.2136 | 2.1573 | 28.4498 | 18.4701 | 25.3061
5.6078 | -3.1698 | Ayame 1 | 94.52 | 20 | 1693.1001 | 100.337 | 3.645 | 1330.425 | 6.5 | 65.65 | 873.424 | 178.9431 | 217.5123
50.0013 | -82.1688 | Little Long | 14.44 | 138 | 30.0297 | 692.3256 | 3.597 | 1312.905 | 4.2251 | 42.674 | 560.2685 | 18.8343 | 38.0676
50.0089 | -125.3857 | Ladore Falls | 24.32 | 47 | 80.8565 | 235.792 | 3.232 | 1179.68 | 6.5 | 65.65 | 774.4599 | 22.7049 | 55.6687
50.014 | -68.0217 | Toulnustouc | 226.08 | 526 | 93.9431 | 2638.8642 | 3.561 | 1299.765 | 6.5 | 65.65 | 853.2957 | 72.2102 | 82.7171
50.0763 | -56.923 | Cat Arm Dam West | 50.18 | 127 | 57.9887 | 637.1402 | 3.443 | 1256.695 | 6.5 | 65.65 | 825.0203 | 28.09 | 52.3526
50.1189 | -96.0171 | Seven Sisters | 8.94 | 165 | 26.5133 | 827.7806 | 3.8 | 1387 | 2.6158 | 26.42 | 366.4457 | 19.912 | 33.1065
50.265 | -94.976 | Caribou Falls | 214.45 | 91 | 275.8026 | 456.5335 | 3.79 | 1383.35 | 6.5 | 65.65 | 908.1693 | 95.5915 | 124.2067
50.2694 | 130.3149 | Bureya | 585.69 | 2010 | 48.9623 | 10083.8725 | 3.676 | 1341.74 | 6.5 | 65.65 | 880.8523 | 45.4306 | 48.885
50.3039 | -95.5396 | Whitedog Falls | 164.38 | 68 | 286.9875 | 341.1459 | 3.791 | 1383.715 | 6.5 | 65.65 | 908.4089 | 81.9865 | 113.2469
50.3537 | -118.5396 | Sugar Lake | 21.68 | 10.5124 | 269.1076 | 52.739 | 3.116 | 1137.34 | 6.3436 | 64.07 | 728.6941 | 22.8246 | 62.9226
50.3973 | -95.9895 | McArthur | 118.23 | 61 | 381.4346 | 306.028 | 3.782 | 1380.43 | 6.5 | 65.65 | 906.2523 | 100.0271 | 132.1722
50.4635 | -96.0031 | Great Falls | 10.35 | 136 | 26.9749 | 682.2919 | 3.762 | 1373.13 | 3.0284 | 30.5869 | 419.9985 | 18.6019 | 34.9859
50.585 | -93.4546 | Manitou Falls | 4.53 | 72 | 23.349 | 361.2133 | 3.704 | 1351.96 | 1.3255 | 13.3873 | 180.9913 | 17.224 | 31.5776
50.5868 | 30.524 | Kiev | 636.17 | 419 | 178.7061 | 2102.061 | 3.146 | 1148.29 | 6.5 | 65.65 | 753.8524 | 132.8543 | 144.2046
50.6135 | -115.1229 | Pocaterra | 8.47 | 15 | 97.5227 | 75.2528 | 3.317 | 1210.705 | 2.4783 | 25.0311 | 303.0522 | 23.4047 | 57.8511
50.6901 | -115.1325 | Upper Kananaskis | 5.91 | 31.1271 | 46.1853 | 156.16 | 3.467 | 1265.455 | 1.7293 | 17.4656 | 221.0191 | 22.0516 | 47.2487
50.7551 | -87.9991 | Waboose Lake Main Sluice | 212.8 | 177.7888 | 230.8 | 891.94 | 3.72 | 1357.8 | 6.5 | 65.65 | 891.3957 | 117.9345 | 139.4279
50.8381 | -122.8578 | Lajoie | 22.34 | 25 | 126.5797 | 125.4213 | 3.425 | 1250.125 | 6.5 | 65.65 | 820.7071 | 21.1169 | 58.4167
50.8896 | -115.374 | Spray Canyon | 19.01 | 103 | 41.6061 | 516.7358 | 3.487 | 1272.755 | 5.5623 | 56.1795 | 715.0273 | 20.3566 | 45.3177
51.0311 | -115.048 | Barrier | 2.8 | 13 | 50.8619 | 65.2191 | 3.622 | 1322.03 | 0.81928 | 8.2747 | 109.3944 | 22.1297 | 49.0689
51.0521 | -118.1932 | Revelstoke | 111.21 | 2480 | 24.0107 | 12441.793 | 2.9 | 1058.5 | 6.5 | 65.65 | 694.9053 | 23.005 | 25.2797
51.2145 | -114.7073 | Ghost | 10.96 | 51 | 45.7029 | 255.8595 | 4.132 | 1508.18 | 3.2069 | 32.3896 | 488.4942 | 18.991 | 47.2104
51.6737 | 58.624 | Irikla | 222.5 | 30 | 822.2949 | 150.5056 | 3.354 | 1224.21 | 6.5 | 65.65 | 803.6939 | 133.9117 | 170.1293
51.8248 | -67.8047 | Hart Jaune | 214.19 | 51 | 768.8683 | 255.8595 | 3.457 | 1261.805 | 6.5 | 65.65 | 828.375 | 185.2589 | 218.1117
52.0537 | 47.7578 | Saratov | 1073.41 | 1360 | 84.8753 | 6822.9187 | 3.289 | 1200.485 | 6.5 | 65.65 | 788.1184 | 76.6043 | 81.0569
52.078 | -118.5698 | Mica | 419.13 | 2805 | 35.0336 | 14072.2699 | 2.554 | 932.21 | 6.5 | 65.65 | 611.9958 | 33.7819 | 35.574
52.1915 | -75.8846 | Eastmain-1 | 590.95 | 480 | 222.9038 | 2408.089 | 3.563 | 1300.495 | 6.5 | 65.65 | 853.775 | 165.8687 | 177.1237
52.3109 | -116.3279 | Big Horn | 52.12 | 120 | 69.9669 | 602.0222 | 3.81 | 1390.65 | 6.5 | 65.65 | 912.9617 | 30.8164 | 56.7292
52.3506 | -127.6835 | Link Lake | 25.36 | 25.5638 | 138.9434 | 128.25 | 2.561 | 934.765 | 6.5 | 65.65 | 613.6732 | 28.1537 | 63.7206
52.6607 | 19.1358 | Wloclawek | 56.74 | 160.2 | 59.761 | 803.6997 | 2.913 | 1063.245 | 6.5 | 65.65 | 698.0204 | 34.3073 | 54.2943
52.9066 | -115.3812 | Brazeau Canal Dike | 15.87 | 359.6279 | 24.4361 | 1804.2 | 3.842 | 1402.33 | 4.6436 | 46.9 | 657.6924 | 19.2438 | 30.7312
52.9706 | -115.5823 | Brazeau Dam | 39.49 | 355 | 32.3425 | 1780.9825 | 3.831 | 1398.315 | 6.5 | 65.65 | 917.9938 | 23.0426 | 37.668
53.1227 | -6.58 | Pollaphuca | 18.64 | 20.8756 | 128.3125 | 104.73 | 2.479 | 904.835 | 5.4541 | 55.086 | 498.4378 | 26.4112 | 61.9449
53.1601 | -99.29 | Grand Rapids | 2504.26 | 472 | 279.945 | 2367.9541 | 3.88 | 1416.2 | 6.5 | 65.65 | 929.7353 | 202.4283 | 214.5515
53.6488 | -64.2615 | Churchill Falls | 5814.1 | 5428 | 70.0974 | 27231.4727 | 3.648 | 1331.52 | 6.5 | 65.65 | 874.1429 | 68.0728 | 69.4102
53.6594 | -103.4022 | E.B. Campbell | 261.09 | 288 | 116.9926 | 1444.8534 | 3.774 | 1377.51 | 6.5 | 65.65 | 904.3353 | 73.8803 | 90.4335
53.7293 | -75.9634 | La Grande 3 | 2401.01 | 2418 | 68.034 | 12130.7481 | 3.44 | 1255.6 | 6.5 | 65.65 | 824.3014 | 64.0233 | 66.7593
53.7348 | -78.5678 | La Grande 1 | 77.81 | 1436 | 24.2189 | 7204.1995 | 3.579 | 1306.335 | 6.5 | 65.65 | 857.6089 | 22.1744 | 26.7487
53.7706 | 127.3069 | Zeya | 2234.7 | 1330 | 155.5519 | 6672.4132 | 3.875 | 1414.375 | 6.5 | 65.65 | 928.5372 | 137.1604 | 142.4133
53.7848 | -77.4515 | La Grande 2 | 2758.99 | 2106 | 83.7878 | 10565.4903 | 3.515 | 1282.975 | 6.5 | 65.65 | 842.2731 | 77.9706 | 81.1454
53.8868 | -73.4627 | La Grande 4 | 805.72 | 2779 | 69.5014 | 13941.8317 | 3.63 | 1324.95 | 6.5 | 65.65 | 869.8297 | 65.7135 | 68.2387
54.1822 | -72.5479 | Laforge 1 | 1047.72 | 878 | 80.2893 | 4404.7961 | 3.582 | 1307.43 | 6.5 | 65.65 | 858.3278 | 68.0109 | 75.0234
54.5002 | -8.1724 | Cliff | 1.94 | 21.0172 | 32.7352 | 105.44 | 2.442 | 891.33 | 0.56764 | 5.7332 | 51.1018 | 23.6813 | 37.7183
54.8214 | -70.7136 | Laforge 2 | 293.32 | 319 | 181.9592 | 1600.3758 | 3.511 | 1281.515 | 6.5 | 65.65 | 841.3146 | 120.9857 | 135.8019
54.8428 | 83.001 | Novosibrisk | 1024.14 | 455 | 207.3108 | 2282.6677 | 3.118 | 1138.07 | 6.5 | 65.65 | 747.143 | 157.4215 | 168.0252
54.8508 | -69.7802 | Caniapiscau Barrage | 3543.41 | 469 | 388.8575 | 2352.9036 | 3.528 | 1287.72 | 6.5 | 65.65 | 845.3882 | 287.3944 | 298.7604
54.8729 | 24.0031 | Kauno | 45.48 | 41.2649 | 148.5299 | 207.02 | 2.807 | 1024.555 | 6.5 | 65.65 | 672.6203 | 38.7792 | 71.6593
55.0535 | -4.2779 | Clatteringshaws | 3.27 | 22.8649 | 39.7858 | 114.71 | 2.341 | 854.465 | 0.9568 | 9.6637 | 82.5729 | 25.2262 | 43.2238
55.4044 | 56.5544 | Pavlovskaya | 82.31 | 166.4 | 76.4351 | 834.8042 | 2.718 | 992.07 | 6.5 | 65.65 | 651.2939 | 45.1281 | 63.9732
55.6149 | -131.3431 | Swan Lake | 5.55 | 22.4 | NA | 112.3775 | 2.098 | 765.77 | 1.6239 | 16.4017 | 125.5992 | NA | NA
55.704 | 52.279 | Nizhne-Kamskaya | 737.63 | 1248 | 80.5855 | 6261.0313 | 2.934 | 1070.91 | 6.5 | 65.65 | 703.0524 | 72.9548 | 77.2959
55.934 | 92.2932 | Krasnoyarsk | 1629.53 | 6000 | 41.3701 | 30101.112 | 2.835 | 1034.775 | 6.5 | 65.65 | 679.3298 | 40.5674 | 41.5164
56.019 | -122.1978 | W.A.C. Bennett | 1718.79 | 2917 | 67.2109 | 14634.1573 | 3.307 | 1207.055 | 6.5 | 65.65 | 792.4316 | 64.0152 | 66.2241
56.0387 | -96.5344 | Kelsey | 126.07 | 464 | 67.348 | 2327.8193 | 3.701 | 1350.865 | 6.5 | 65.65 | 886.8429 | 50.1478 | 62.0104
56.1396 | 47.4634 | Cheboksary | 1009.18 | 1404 | 79.1595 | 7043.6602 | 2.946 | 1075.29 | 6.5 | 65.65 | 705.9279 | 72.4042 | 76.3211
56.2623 | -4.7657 | Sloy | 1.05 | 12.3705 | 31.9981 | 62.061 | 2.092 | 763.58 | 0.30723 | 3.103 | 23.6941 | 24.5386 | 36.4194
56.2841 | 101.7854 | Bratsk | 4810.66 | 4515 | 70.2609 | 22651.0868 | 3.176 | 1159.24 | 6.5 | 65.65 | 761.0411 | 68.1395 | 69.5372
56.3812 | -94.6364 | Kettle Rapids Main Dam | 316.85 | 1220 | 65.7825 | 6120.5594 | 3.708 | 1353.42 | 6.5 | 65.65 | 888.5202 | 58.0773 | 63.5283
56.3969 | -94.3699 | Long Spruce | 29.61 | 1010 | 21.8976 | 5067.0205 | 3.694 | 1348.31 | 6.5 | 65.65 | 885.1655 | 19.3847 | 25.7793
56.506 | -94.1105 | Limestone | 27.34 | 1340 | 21.0429 | 6722.5817 | 3.681 | 1343.565 | 6.5 | 65.65 | 882.0504 | 19.1821 | 24.1697
56.5247 | -4.2786 | Lawers | 0.52 | 17.4496 | 23.9228 | 87.542 | 2.257 | 823.805 | 0.15215 | 1.5367 | 12.6597 | 21.532 | 26.9647
56.7339 | 37.1216 | Ivankovo | 215.25 | 40.4935 | 594.2195 | 203.15 | 2.918 | 1065.07 | 6.5 | 65.65 | 699.2185 | 137.6509 | 170.9703
56.7387 | 24.7115 | Kegums | 15.32 | 264 | 26.1947 | 1324.4489 | 2.805 | 1023.825 | 4.4826 | 45.2746 | 463.5325 | 20.7 | 31.8477
56.7943 | 54.0855 | Votkinsk | 841.72 | 1020 | 104.3369 | 5117.189 | 2.945 | 1074.925 | 6.5 | 65.65 | 705.6882 | 92.2981 | 97.5093
56.8905 | -4.6717 | Laggan | 2.21 | 74.6205 | 23.3827 | 374.36 | 2.222 | 811.03 | 0.64665 | 6.5311 | 52.9694 | 21.1041 | 26.4341
56.9868 | -135.1128 | Green Lake AK | 4.14 | 18.6 | NA | 93.3134 | 2.08 | 759.2 | 1.2114 | 12.2348 | 92.8864 | NA | NA
57.0712 | -5.1869 | Cruadhach | 16.2 | 12.9737 | 173.0755 | 65.087 | 2.239 | 817.235 | 4.7401 | 47.8752 | 391.253 | 28.9723 | 65.8393
57.5851 | -4.6978 | Luichart | 5.08 | 20.3434 | 54.3875 | 102.06 | 2.216 | 808.84 | 1.4864 | 15.0127 | 121.4289 | 27.5537 | 50.917
57.6515 | -153.0266 | Terror Lake | 4.12 | 22.4 | 31.7185 | 112.3775 | 2.576 | 940.24 | 1.2055 | 12.1757 | 114.4805 | 18.2354 | 39.9347
57.9767 | 102.6688 | Ust-Ilim | 1702.79 | 3840 | 41.1797 | 19264.7117 | 3.275 | 1195.375 | 6.5 | 65.65 | 784.7637 | 39.7636 | 41.4467
58.1021 | 38.702 | Rybinsk | 4042.34 | 346.4 | 584.3798 | 1737.8375 | 2.928 | 1068.72 | 6.5 | 65.65 | 701.6147 | 417.7435 | 430.1108
58.116 | 56.3395 | Kama | 1584.87 | 522 | 267.259 | 2618.7967 | 2.806 | 1024.19 | 6.5 | 65.65 | 672.3807 | 213.68 | 222.4648
58.1688 | -133.7284 | Long Lake Dam | 5.9 | 78 | NA | 391.3145 | 2.097 | 765.405 | 1.7263 | 17.436 | 133.4563 | NA | NA
58.6938 | 99.1522 | Boguchany | 1768.21 | 2997 | 46.7798 | 15035.5054 | 3.248 | 1185.52 | 6.5 | 65.65 | 778.2939 | 44.7235 | 46.8398
58.8866 | 6.7767 | Gravatn Dam | 5.3 | 97.2761 | NA | 488.02 | 2.71 | 989.15 | 1.5508 | 15.6629 | 154.9294 | NA | NA
58.9763 | 14.1157 | Gullspang | 131.43 | 27.4754 | 555.9183 | 137.84 | 2.955 | 1078.575 | 6.5 | 65.65 | 708.0845 | 94.7699 | 130.7632
59.0168 | 6.6481 | Akslaratjorn Sperredam | 3.47 | 64.66 | NA | 324.3897 | 2.71 | 989.15 | 1.0153 | 10.2548 | 101.4349 | NA | NA
59.0448 | 7.1646 | Roskreppfjord Hoveddam | 29.36 | 30.3896 | 81.5121 | 152.46 | 2.922 | 1066.53 | 6.5 | 65.65 | 700.1769 | 18.6811 | 53.9923
59.1075 | 6.4075 | Lyngsvatn Hoveddam | 12.77 | 259.2462 | 22.3246 | 1300.6 | 2.471 | 901.915 | 3.7365 | 37.7387 | 340.3707 | 18.7311 | 27.6502
59.2365 | 38.4896 | Sheksna | 328.97 | 84 | 708.9634 | 421.4156 | 2.809 | 1025.285 | 6.5 | 65.65 | 673.0996 | 276.0434 | 302.4874
59.3453 | 7.2924 | Bossvatn Hoveddam | 7.82 | 225.6395 | NA | 1132 | 2.649 | 966.885 | 2.2881 | 23.1101 | 223.4484 | NA | NA
59.559 | 8.4177 | Manndola Fyllingsdam | 8.76 | 96.3214 | NA | 483.23 | 2.715 | 990.975 | 2.5632 | 25.8881 | 256.5444 | NA | NA
59.7323 | 6.6316 | Svartavatn Dam | 1.6 | 151.7725 | NA | 761.42 | 2.584 | 943.16 | 0.46816 | 4.7284 | 44.5965 | NA | NA
59.8199 | 7.5719 | Songa Hoveddam | 29.81 | 114.7871 | 35.6094 | 575.87 | 2.883 | 1052.295 | 6.5 | 65.65 | 690.8316 | 18.9157 | 42.367
59.8274 | 6.8947 | Votna 1 | 4.58 | 40.8124 | 24.1736 | 204.75 | 2.724 | 994.26 | 1.3401 | 13.5351 | 134.574 | 16.5695 | 33.623
6.1229 | 0.12292 | Kpong | 25.27 | 160 | 76.926 | 802.6963 | 3.866 | 1411.09 | 6.5 | 65.65 | 926.3806 | 38.3905 | 61.4284
6.2314 | -5.0826 | Taabo | 29.67 | 210 | 70.7995 | 1053.5389 | 3.851 | 1405.615 | 6.5 | 65.65 | 922.7863 | 40.0764 | 60.1539
6.244 | -7.0436 | Buyo | 509.2 | 165 | 582.7584 | 827.7806 | 4.022 | 1468.0299 | 6.5 | 65.65 | 963.7617 | 271.9528 | 295.0847
6.3026 | 0.060347 | Akosombo Main Dam | 6045.16 | 1020 | 1129.6201 | 5117.189 | 3.929 | 1434.085 | 6.5 | 65.65 | 941.4768 | 954.8616 | 961.5435
6.8061 | -75.1474 | Porce 2 | 9.55 | 405 | 25.7908 | 2031.8251 | 4.338 | 1583.3699 | 2.7943 | 28.2227 | 446.8703 | 22.0425 | 29.7948
6.9388 | -75.1406 | Porce III | 3.19 | 660 | 20.4238 | 3311.1223 | 3.905 | 1425.325 | 0.93339 | 9.4273 | 134.3694 | 19.8223 | 21.4992
60.3196 | 8.9312 | Tunhovd Fyllingsdam | 25.17 | 134.1917 | 31.3048 | 673.22 | NA | NA | 6.5 | 65.65 | NA | NA | NA
60.4077 | 7.3778 | Sysenvatnet | 10.34 | 956.3368 | 19.7479 | 4797.8 | NA | NA | 3.0255 | 30.5574 | NA | NA | NA
60.7312 | 12.6854 | Letten | 15.48 | 28.9843 | 74.7045 | 145.41 | NA | NA | 4.5294 | 45.7474 | NA | NA | NA
60.733 | 8.0098 | Stolsvatn | 34.91 | 214.7363 | 29.4851 | 1077.3 | NA | NA | 6.5 | 65.65 | NA | NA | NA
60.7873 | 33.6997 | Nizhne-Svirskaya | 17.64 | 99 | 37.2879 | 496.6683 | NA | NA | 5.1615 | 52.1308 | NA | NA | NA
60.9517 | 5.687 | Stordalsvatn | 1.36 | 26.2635 | 21.6693 | 131.76 | NA | NA | 0.39794 | 4.0192 | NA | NA | NA
60.9528 | 12.541 | Holjes | 15.78 | 128 | 31.8282 | 642.1571 | NA | NA | 4.6172 | 46.634 | NA | NA | NA
60.9722 | 8.0702 | Oljusjoen | 8.45 | 36.21 | 29.2171 | 181.66 | NA | NA | 2.4725 | 24.9719 | NA | NA | NA
61.4079 | 13.7205 | Trangslet | 36.19 | 330 | 29.9582 | 1655.5612 | NA | NA | 6.5 | 65.65 | NA | NA | NA
61.4603 | 23.527 | Melo | 121.91 | 44.4522 | 516.7026 | 223.01 | NA | NA | 6.5 | 65.65 | NA | NA | NA
61.4771 | 7.185 | Tunsbergdalsvatn | 7.77 | 79.6177 | 23.302 | 399.43 | NA | NA | 2.2735 | 22.9624 | NA | NA | NA
61.7704 | 7.4469 | Styggevatn | 8.2 | 155.1052 | 21.3115 | 778.14 | NA | NA | 2.3993 | 24.2331 | NA | NA | NA
62.0273 | 14.2808 | Sveg | 63.59 | 36 | 189.299 | 180.6067 | NA | NA | 6.5 | 65.65 | NA | NA | NA
62.202 | 7.4908 | Zakariasvatn | 1.3 | 117.1053 | 19.5699 | 587.5 | NA | NA | 0.38038 | 3.8418 | NA | NA | NA
62.3985 | 8.5396 | Aursjo | 36.29 | 372.0062 | 25.2213 | 1866.3 | NA | NA | 6.5 | 65.65 | NA | NA | NA
62.4038 | 12.9595 | Lossen | 35.48 | 48.365 | 93.2016 | 242.64 | NA | NA | 6.5 | 65.65 | NA | NA | NA
62.5087 | 8.4815 | Osbudammen | 9.99 | 26.2416 | 35.4521 | 131.65 | NA | NA | 2.9231 | 29.523 | NA | NA | NA
62.7607 | 13.7135 | Flasjon | 22.46 | 13.5166 | 187.4395 | 67.811 | NA | NA | 6.5 | 65.65 | NA | NA | NA
62.934 | 9.1312 | Grasjo | 10.41 | 19.2248 | 56.6824 | 96.448 | NA | NA | 3.046 | 30.7643 | NA | NA | NA
63.0343 | 112.4771 | Vilyui | 2190.47 | 680 | 178.1885 | 3411.4594 | NA | NA | 6.5 | 65.65 | NA | NA | NA
63.7723 | 13.0669 | Torron | 102.34 | 16.6844 | 1153.7836 | 83.703 | NA | NA | 6.5 | 65.65 | NA | NA | NA
63.8863 | 17.1944 | Hallby | 34.95 | 64.2694 | 73.5592 | 322.43 | NA | NA | 6.5 | 65.65 | NA | NA | NA
64.1604 | -19.1009 | Sigalda | 12.98 | 150 | 28.1101 | 752.5278 | NA | NA | 3.7979 | 38.3593 | NA | NA | NA
64.1873 | -19.2215 | Hrauneyjafoss | 8.48 | 210 | 21.6523 | 1053.5389 | NA | NA | 2.4812 | 25.0606 | NA | NA | NA
64.194 | -19.5479 | Sultartangi | 17.66 | 120 | 34.1198 | 602.0222 | NA | NA | 5.1673 | 52.1899 | NA | NA | NA
64.346 | -18.7961 | Thorisos | 78.38 | 118.9531 | 82.3858 | 596.77 | NA | NA | 6.5 | 65.65 | NA | NA | NA
64.6081 | 15.4622 | Dabbsjo | 22.64 | 16.0401 | 162.0561 | 80.471 | NA | NA | 6.5 | 65.65 | NA | NA | NA
64.9467 | -15.7944 | Karahnjukar | 59.47 | 690 | 27.1887 | 3461.6279 | NA | NA | 6.5 | 65.65 | NA | NA | NA
65.1119 | 17.0298 | Umluspen | 168.89 | 104 | 314.6669 | 521.7526 | NA | NA | 6.5 | 65.65 | NA | NA | NA
65.2184 | -19.6813 | Blanda Dam | 53.44 | 150 | 53.9078 | 752.5278 | NA | NA | 6.5 | 65.65 | NA | NA | NA
65.3189 | 17.3154 | Storjuktandammen | 69.97 | 257.1334 | 45.2541 | 1290 | NA | NA | 6.5 | 65.65 | NA | NA | NA
65.4378 | 18.6169 | Bastusel | 37.94 | 107 | 54.1509 | 536.8032 | NA | NA | 6.5 | 65.65 | NA | NA | NA
65.4706 | 15.8503 | Gardiken | 81.61 | 48.3789 | 183.1209 | 242.71 | NA | NA | 6.5 | 65.65 | NA | NA | NA
65.5115 | 15.6271 | Ajaure | 47.15 | 86 | 72.9884 | 431.4493 | NA | NA | 6.5 | 65.65 | NA | NA | NA
65.7965 | 24.5493 | Isohaara | 13.91 | 69.1629 | 39.8457 | 346.98 | NA | NA | 4.0701 | 41.1077 | NA | NA | NA
65.9364 | 24.7063 | Taivalkoski | 18.67 | 88.5874 | 40.8307 | 444.43 | NA | NA | 5.4628 | 55.1747 | NA | NA | NA
66.2421 | 20.8881 | Laxede | 8.52 | 222 | 21.5537 | 1113.7411 | NA | NA | 2.493 | 25.1788 | NA | NA | NA
66.286 | 25.3552 | Petajaskoski | 25.45 | 82.6275 | 50.5788 | 414.53 | NA | NA | 6.5 | 65.65 | NA | NA | NA
66.4199 | 25.5403 | Valajaskoski | 12.29 | 74.9374 | 36.2292 | 375.95 | NA | NA | 3.5961 | 36.3201 | NA | NA | NA
66.4373 | 16.8046 | Rebnisjaure | 47.69 | 154.7245 | 38.2829 | 776.23 | NA | NA | 6.5 | 65.65 | NA | NA | NA
66.4457 | 20.6502 | Porsi | 8.06 | 282 | 20.8934 | 1414.7523 | NA | NA | 2.3584 | 23.8194 | NA | NA | NA
66.4992 | 20.3562 | Letsi | 15.81 | 486 | 22.3515 | 2438.1901 | NA | NA | 4.626 | 46.7227 | NA | NA | NA
66.6434 | 19.8221 | Akkats | 28.25 | 150 | 38.0311 | 752.5278 | NA | NA | 6.5 | 65.65 | NA | NA | NA
66.6449 | 31.3467 | Iova | 248.53 | 96 | 486.081 | 481.6178 | NA | NA | 6.5 | 65.65 | NA | NA | NA
66.6606 | 19.4017 | Randi | 51.34 | 85 | 77.8592 | 426.4324 | NA | NA | 6.5 | 65.65 | NA | NA | NA
66.6901 | 20.3396 | Messaure | 21.05 | 463 | 23.6559 | 2322.8025 | NA | NA | 6.1592 | 62.2082 | NA | NA | NA
66.7396 | 19.1977 | Parki | 121.65 | 19 | 1138.2057 | 95.3202 | NA | NA | 6.5 | 65.65 | NA | NA | NA
66.7716 | 14.1406 | Storglomvatn | 46.3 | 163.5308 | 37.088 | 820.41 | NA | NA | 6.5 | 65.65 | NA | NA | NA
66.8082 | 19.8924 | Ligga | 2.06 | 332 | 19.4546 | 1665.5949 | NA | NA | 0.60276 | 6.0878 | NA | NA | NA
66.8864 | 19.8262 | Harspranget | 1.89 | 871 | 19.1586 | 4369.6781 | NA | NA | 0.55301 | 5.5854 | NA | NA | NA
66.9498 | 88.2854 | Kureiskaya | 500.23 | 600 | 162.5812 | 3010.1112 | NA | NA | 6.5 | 65.65 | NA | NA | NA
66.9582 | 19.8068 | Porjus | 220.73 | 430 | 111.9318 | 2157.2464 | NA | NA | 6.5 | 65.65 | NA | NA | NA
66.9781 | 18.5686 | Seitevare | 92.02 | 225 | 57.8566 | 1128.7917 | NA | NA | 6.5 | 65.65 | NA | NA | NA
67.5041 | 18.463 | Vietas | 81.71 | 306 | 34.9312 | 1535.1567 | NA | NA | 6.5 | 65.65 | NA | NA | NA
68.0668 | 17.7746 | Batsvatn Hoveddam | 17.48 | 30 | 57.8547 | 150.5056 | NA | NA | 5.1146 | 51.6579 | NA | NA | NA
68.1123 | 26.6882 | Porttipahta | 155.73 | 20.9155 | 1355.2045 | 104.93 | NA | NA | 6.5 | 65.65 | NA | NA | NA
68.1248 | 87.7615 | Ust-Khantaika | 2188.58 | 441 | 266.5548 | 2212.4317 | NA | NA | 6.5 | 65.65 | NA | NA | NA
68.6073 | 31.7427 | Verkhne-Tulomskaya | 585.33 | 52.7 | 1955.5016 | 264.3881 | NA | NA | 6.5 | 65.65 | NA | NA | NA
68.8216 | 35.5694 | Serebrianka 1 | 201.45 | 150 | 265.605 | 752.5278 | NA | NA | 6.5 | 65.65 | NA | NA | NA
68.9845 | 35.6906 | Serebrianka 2 | 23.26 | 204.9 | 26.4259 | 1027.953 | NA | NA | 6.5 | 65.65 | NA | NA | NA
69.0413 | 34.9923 | Verkhne-Teriberskaya | 22.3 | 130 | 30.2341 | 652.1908 | NA | NA | 6.5 | 65.65 | NA | NA | NA
69.7043 | 23.8163 | Virdnejavri | 6.75 | 79.5997 | 22.7919 | 399.34 | NA | NA | 1.975 | 19.948 | NA | NA | NA
7.0314 | -5.4717 | Kossou | 500.38 | 174 | 549.5779 | 872.9322 | 3.923 | 1431.895 | 6.5 | 65.65 | 940.0391 | 267.2102 | 289.506
7.1766 | 39.4294 | Melka Wakena | 40.65 | 153 | 61.0057 | 767.5784 | 5.193 | 1895.4449 | 6.5 | 65.65 | 1244.3596 | 26.3668 | 52.9618
7.7641 | -62.9979 | Guri | 3661.1 | 10235 | 86.3336 | 51347.4802 | 4.751 | 1734.115 | 6.5 | 65.65 | 1138.4465 | 84.5694 | 85.5021
7.7871 | 125.0281 | Pulangi 4 | 10.42 | 255 | 33.989 | 1279.2973 | 4.084 | 1490.66 | 3.0489 | 30.7938 | 459.031 | 26.334 | 37.6888
7.9055 | -63.0275 | Tocoma | 58.29 | 2530 | 27.0346 | 12692.6356 | 4.324 | 1578.26 | 6.5 | 65.65 | 1036.1277 | 25.3716 | 28.6169
70.3846 | 26.9396 | Masevatn Hoveddam | 14.62 | 545.2055 | 20.7959 | 2735.2152 | NA | NA | 4.2778 | 43.2059 | NA | NA | NA
8.0133 | -76.2117 | Urra 1 | 39.54 | 340 | 60.8793 | 1705.7297 | 3.786 | 1381.89 | 6.5 | 65.65 | 907.2108 | 41.478 | 56.4076
8.2798 | -2.2378 | Bui | 352.64 | 400 | 180.2654 | 2006.7408 | 3.967 | 1447.955 | 6.5 | 65.65 | 950.5825 | 123.9293 | 137.7509
9.0728 | -11.7227 | Bumbuna | 12.98 | 50 | 113.0938 | 250.8426 | 3.998 | 1459.27 | 3.7979 | 38.3593 | 559.7654 | 38.4496 | 68.1433
9.1402 | 4.7883 | Jebra | 274.76 | 540 | 115.1665 | 2709.1001 | 4.116 | 1502.3401 | 6.5 | 65.65 | 986.2863 | 85.7634 | 97.24
9.1778 | -78.884 | Bayano | 253.97 | 260 | 204.0825 | 1304.3815 | 3.843 | 1402.695 | 6.5 | 65.65 | 920.8693 | 121.6967 | 139.4913
9.2343 | -82.4947 | Changuinola | 9.06 | 222.4 | 30.6111 | 1115.7479 | 3.606 | 1316.19 | 2.651 | 26.7747 | 352.4053 | 24.4636 | 34.785
9.5573 | 37.3648 | Finchaa | 179.62 | 134 | 138.9103 | 672.2582 | 4.914 | 1793.61 | 6.5 | 65.65 | 1177.505 | 53.6669 | 81.0395
9.8437 | 76.9688 | Idukki | 39.08 | 780 | 37.1564 | 3913.1446 | 4.032 | 1471.68 | 6.5 | 65.65 | 966.1579 | 30.7891 | 39.3035
9.8661 | 4.6127 | Kainji | 1034.85 | 760 | 285.55 | 3812.8075 | 4.209 | 1536.285 | 6.5 | 65.65 | 1008.5711 | 226.8625 | 235.8576
9.9715 | 6.8365 | Shiroro | 271.12 | 600 | 102.7725 | 3010.1112 | 4.237 | 1546.505 | 6.5 | 65.65 | 1015.2805 | 78.1124 | 88.9578

## validation
dam_name | lon | lat | ch4_flux | co2_flux | total_co2eq_flux | power_density | surface_area | hydropower_installed_capacity | ghg_intensity | ghg_intensity_deemer | ghg_intensity_bootstrap
Allatoona Lake Dam and Powerhouse | -84.7263 | 34.165 | 1002.7733 | 1636.7267 | 2639.5 | 2.3916 | 36.21 | 86.6 | 68.6951 | 101.195 | 216.5755
Balbina | -59.4772 | -1.9145 | 1636.5333 | 8638.6667 | 10275.2 | 0.10848 | 2304.63 | 250 | 1800.7944 | 6943.1328 | 4374.9579
Barra Bonita | -48.5338 | -22.5201 | 710.3733 | 3892.9 | 4603.2733 | 0.6715 | 209.62 | 140.76 | 297.1222 | 519.2583 | 722.6812
Cahora Bassa | 32.7043 | -15.5863 | 63.4667 | -1305.3333 | -1241.8667 | 1.0128 | 2048.68 | 2075 | 209.9269 | -70.6282 | 485.5288
Corumba I | -48.5299 | -17.9884 | 10363.2 | 1741.9967 | 12105.1967 | 9.6652 | 38.83 | 375.3 | 56.3751 | 110.6267 | 67.889
Curua Una | -54.2998 | -2.8171 | 1926.6667 | 2902.6583 | 4829.325 | 0.46853 | 64.67 | 30.3 | 787.7838 | 779.9952 | 1027.5158
Douglas | -83.5343 | 35.9634 | 258.4 | 3872.99 | 4131.39 | 2.2514 | 64.76 | 145.8 | 69.645 | 152.9566 | 228.8804
Eastmain-1 | -75.8846 | 52.1915 | 277.44 | 3482.6 | 3760.04 | 0.81225 | 590.95 | 480 | 222.9038 | 357.3887 | 600.7441
Funil | -44.567 | -22.5279 | 2611.2 | -1203.7667 | 1407.4333 | 7.2072 | 29.97 | 216 | 69.4085 | 33.275 | 84.5625
Furnas | -46.3136 | -20.669 | 983.7333 | 442.2 | 1425.9333 | 1.3102 | 928.08 | 1216 | 157.2144 | 98.5545 | 379.6403
Guntersville | -86.392 | 34.4215 | 649.6267 | 1132.4133 | 1782.04 | 0.74283 | 166.93 | 124 | 168.0982 | 174.3237 | 655.1143
Hartwell Dam | -82.823 | 34.3605 | 774.7467 | 942.5533 | 1717.3 | 2.2191 | 189.27 | 420 | 68.6153 | 75.4365 | 231.9389
Itaipu | -54.5948 | -25.4054 | 289 | 170.5 | 459.5 | 12.1061 | 1156.44 | 14000 | 35.0284 | 21.7746 | 58.0317
Itezhi-Tezhi | 26.0145 | -15.7646 | 1169.6 | 2702.3333 | 3871.9333 | 0.36525 | 328.54 | 120 | 259.4737 | 793.9056 | 1312.6878
Itumbiara | -49.0964 | -18.4078 | 1786.1333 | 631.0993 | 2417.2327 | 6.2491 | 333.17 | 2082 | 49.2612 | 47.276 | 94.6149
Kafue Gorge | 28.4217 | -15.8089 | 1169.6 | 2702.3333 | 3871.9333 | 69.4981 | 12.95 | 900 | 24.3733 | 23.0726 | 25.7991
Kariba | 28.7604 | -16.5229 | 457.64 | -517 | -59.36 | 0.20467 | 5276.89 | 1080 | 966.411 | 4.918 | 2327.7492
Estreito | -47.277 | -20.1525 | 300.22 | 1641.9333 | 1942.1533 | 24.7059 | 42.5 | 1050 | 33.6155 | 24.7464 | 197.1066
Laforge 1 | -72.5479 | 54.1822 | 589.3333 | 1751.5667 | 2340.9 | 0.83801 | 1047.72 | 878 | 80.2893 | 223.1961 | 582.8625
Manso | -55.7837 | -14.8734 | 4281.7333 | 1815.7333 | 6097.4667 | 4.2924 | 49.39 | 212 | 102.3664 | 123.8294 | 129.0844
Mascarenhas de Moraes | -47.063 | -20.2855 | 657.3333 | 1098.1667 | 1755.5 | 1.9032 | 250.1 | 476 | 116.7321 | 86.4251 | 267.2728
Miranda | -48.0387 | -18.9115 | 5374.2667 | 4194.3 | 9568.5667 | 9.3685 | 43.55 | 408 | 58.4716 | 93.6601 | 19.8832
Nam Leuk | 102.9468 | 18.4397 | 2665.6 | -704.6453 | 1960.9547 | 6.5005 | 9.23 | 60 | 63.9558 | 41.0512 | 91.6897
Nam Ngum | 102.5491 | 18.5312 | 163.2 | 136.525 | 299.725 | 0.35475 | 436.93 | 155 | 542.3805 | 80.7614 | 1350.9951
Samuel | -63.4682 | -8.7404 | 2706.4 | 7210.1333 | 9916.5333 | 3.9948 | 54.07 | 216 | 105.7795 | 163.6308 | 137.2838
Segredo | -52.1148 | -25.7941 | 298.7467 | 2447.5 | 2746.2467 | 20.6321 | 61.07 | 1260 | 36.2911 | 28.73 | 41.9023
Serra da Mesa | -48.3037 | -13.8369 | 3791.68 | 2463.1567 | 6254.8367 | 1.3819 | 922.61 | 1275 | 149.1493 | 349.8551 | 360.9247
Solina | 22.4519 | 49.3935 | 0 | -133.1 | -133.1 | 12.3916 | 16.14 | 200 | 28.9802 | 18.2148 | 57.1326
Tehri | 78.476 | 30.3746 | 948.6 | 425.93 | 1374.53 | 105.8761 | 18.89 | 2000 | 22.3616 | 20.898 | 23.463
Three Gorges Dam | 111.0043 | 30.8207 | 217.1467 | 3337.6313 | 3554.7779 | 26.3784 | 852.97 | 22500 | 22.9481 | 28.8509 | 36.9132
Tres Marias | -45.2689 | -18.2152 | 6671.2533 | 937.5667 | 7608.82 | 0.49515 | 799.76 | 396 | 388.5626 | 1142.2999 | 973.3045
Tucurui | -49.6472 | -3.8328 | 2496.96 | 9666.8 | 12163.76 | 3.563 | 2349.17 | 8370 | 73.2841 | 263.7331 | 151.6207
Watts Bar | -84.7802 | 35.6239 | 256.1333 | 979.66 | 1235.7933 | 1.3839 | 120.67 | 167 | 99.7792 | 76.3727 | 360.4329
Xingo | -37.8146 | -9.6144 | 1362.72 | 7918.5333 | 9281.2533 | 56.3235 | 56.14 | 3162 | 21.7812 | 31.0457 | 27.3894

## metafile
VARIABLE | DESCRIPTION
lat | Latitude
lon | Longitude
dam_name | Name of the dam
surface_area | Reservoir surface area, in km2
hydropower_installed_capacity | Installed capacity of the hydropower facility, in MW
ghg_intensity | GHG intensity of the hydropower facility, in kg CO2eq per MWh, estimated using the empirical model of Li & He (2022)
hydropower_generation | Annual electricity generation of the hydropower facility, in GWh per year, based on 'hydropower_installed_capacity' and a capacity factor of 57%
pvout_daily | Photovoltaic power potential at dam site, in kWh/kWp per day
pvout_annual | Photovoltaic power potential at dam site, in kWh/kWp per year
fpv_target_area | Area occupied by the floatovoltaic system, given constraints of 29% coverage up to a maximum of 6.5 km2
fpv_target_capacity | Electricity generation capacity of the floatovoltaic system, in MWp, given constraints of 29% coverage up to a maximum of 6.5 km2
fpv_target_generation | Annual electricity generation of the floatovoltaic system, in GWh per year, based on 'pvout_annual' and 'fpv_target_capacity'
ghg_intensity_hybrid_decarb | Modeled GHG intensity of the hydropower-floatovoltaic hybrid, in kg CO2eq per MWh, considering a GHG intensity of 5 kg CO2eq per MWh for solar PV
ghg_intensity_hybrid_current | Modeled GHG intensity of the hydropower-floatovoltaic hybrid, in kg CO2eq per MWh, considering a GHG intensity of 48 kg CO2eq per MWh for solar PV
ch4_flux | Flux of ebullitive and diffusive CH4, in mg CO2eq m-2 d-1, based on a 100-yr GWP of 34, derived from field measurements reported in Deemer et al. (2016)
co2_flux | Flux of CO2, in mg CO2 m-2 d-1, derived from field measurements reported in Deemer et al. (2016)
total_co2eq_flux | Sum of 'ch4_flux' and 'co2_flux', in mg CO2eq m-2 d-1
power_density | Ratio between 'hydropower_installed_capacity' and 'surface_area', in MW/km2
ghg_intensity_deemer | GHG intensity of the hydropower facility, in kg CO2eq per MWh, calculated from field-based measurements of 'ch4_flux' and 'co2_flux' reported in Deemer et al. (2016)
ghg_intensity_bootstrap | GHG intensity of the hydropower facility, in kg CO2eq per MWh, estimated using the bootstrapping method of Almeida et al (2019)